## README
BlueGrid (CHE03) – Lakshadweep hybrid RE microgrid: DUMMY dataset
⚠ SYNTHETIC DATA for building and testing the tool. Shapes and magnitudes are anchored to published figures (see Sources) but no value here is a measurement. Replace before any planning decision.
Anchors used
• Wind (Kadmat, 80 m): SW-monsoon Jun–Sep mean 8.0 m/s, other months mean ≈3.45 m/s (problem statement ~8 / ~3.5 m/s).
• Solar: annual mean GHI 5.80 kWh/m²/day (problem statement); Mar–Apr peak ~7, Jun–Jul trough ~4.5.
• OTEC: SST 27.8–30.5 °C, 1000 m ≈ 7 °C → mean ΔT ≈ 22 °C (problem statement), lowest in Aug, highest in Apr.
• Wave: Lakshadweep annual mean ~10–15 kW/m, monsoon >28 kW/m (published hindcasts).
• Costs: Indian 2026 benchmarks (CTUIL, KERC, GIZ) × island factors; OTEC & wave from IRENA/OES ranges.
Sheet guide
Sheet | Contents | Granularity | Replace with (real data)
Islands | 36 islands/islets: group, atoll, inhabited flag, coordinates, land & lagoon area, population, resource multipliers, dummy demand/isobath distance | 1 row/island | UT Administration list, Census 2011, LED, bathymetry charts
Tech_Params | CAPEX/OPEX (mainland base → island), life, degradation, availability, lifecycle CO2, TRL | 1 row/technology | Vendor quotes, CERC/SECI benchmarks
Finance_Params | Discount rate, FX, diesel price & SFC, emission factor, carbon price, BESS, subsidies | 1 row/parameter | Your scenario assumptions
Scoring_Matrix | Criteria weights + dummy tech scores + live CF/CAPEX metrics for the chosen island | per technology | Your scoring rules
Sample_Config_Calc | Worked example: monthly energy per source, delivered/unmet, PLF, CAPEX, LCOE, CO2, carbon credits | per month | – (formulas)
Wind_Monthly | Mean speed 80/100 m, Weibull k/c, power density, gross & net CF | island × month | NIOT LiDAR, Global Wind Atlas, ERA5
Solar_Monthly | GHI/DIF/DNI/GTI, ambient & lagoon temp, cell temp, PR, PVOUT, CF | island × month | Global Solar Atlas, PVGIS, NASA POWER
OTEC_Monthly | SST, 1000 m & 400 m temps, ΔT, net output factor, CF | island × month | NIOT profiles, WOA23, GLORYS12
Wave_Monthly | Hs, Te, direction, wave power kW/m, WEC CF | island × month | ERA5 waves, INCOIS buoys
OTEC_Profile | Temperature vs depth 0–1200 m for each month (Kavaratti) | month × depth | NIOT moored buoy, Argo
Turbine_PowerCurve | Generic 500 kW power curve (0–30 m/s) | 0.5 m/s bins | Chosen turbine datasheet
Hourly_Kadmat | 8760 h typical year: wind, GHI, temp, SST/ΔT, wave, flat & profile load, per-kW CFs. Same file for all 36 islands in the zip: csv/hourly_by_island/ | hourly | NIOT LiDAR + GSA/ERA5 hourly
Lidar_Kadmat_Hourly | LiDAR-style wind at 40–150 m, direction, TI, shear, validity flag | hourly | NIOT LiDAR export
Sources | Where to get every real dataset + cost references | – | –
Conventions
• Timestamps are IST (UTC+5:30), typical non-leap year labelled 2025; month_num 1–12. Long tables: one row per island-month → filter by island.
• CF = energy ÷ (rated power × hours). 'net' CFs already include the losses stated in Tech_Params column P.
• Wind CF from Weibull integration over the power curve; OTEC net factor = ((ΔT/22)² − 0.30)/0.70, capped 1.05, × 0.92 availability.
• PLF (challenge) = energy delivered ÷ (1,000 kW × 8,760 h). LCOE = (CAPEX × CRF + O&M) ÷ energy delivered. CRF = r(1+r)^n/((1+r)^n−1).
• Colours: blue text = input, yellow = key assumption to tune, green = link to another sheet, orange = dummy placeholder, black = formula.
• Python: pd.read_excel('BlueGrid_Lakshadweep_Dummy_Data.xlsx', sheet_name='Wind_Monthly') or use the matching CSVs in the zip.

## Islands
island | group | atoll_or_reef | inhabited | lat_deg_N | lon_deg_E | land_area_km2 | land_area_src | atoll_lagoon_area_km2 | lagoon_area_src | population_2011_approx | wind_multiplier | ghi_multiplier | sst_offset_C | wave_multiplier | dist_to_1000m_isobath_km_DUMMY | peak_demand_kW_DUMMY
Cherbaniani North | Amindivi | Cherbaniani Reef | N | 12.305 | 71.885 | 0.005 | wiki(split) | 57.46 | wiki | 0 | 1.06 | 0.985 | -0.26 | 1 | 3 | 0
Cherbaniani Middle | Amindivi | Cherbaniani Reef | N | 12.295 | 71.882 | 0.005 | wiki(split) | 57.46 | wiki | 0 | 1.06 | 0.985 | -0.26 | 1 | 3 | 0
Cherbaniani South | Amindivi | Cherbaniani Reef | N | 12.283 | 71.878 | 0.005 | wiki(split) | 57.46 | wiki | 0 | 1.06 | 0.985 | -0.26 | 1 | 3 | 0
Byramgore Middle | Amindivi | Byramgore Reef | N | 11.87 | 71.83 | 0.0005 | wiki(split) | 172.59 | wiki | 0 | 1.05 | 0.985 | -0.19 | 1 | 3.5 | 0
Byramgore South | Amindivi | Byramgore Reef | N | 11.828 | 71.839 | 0.0005 | wiki(split) | 172.59 | wiki | 0 | 1.05 | 0.985 | -0.19 | 1 | 3.5 | 0
Chetlat | Amindivi | Chetlat | Y | 11.693 | 72.71 | 1.04 | approx | 1.6 | DUMMY | 2347 | 1.02 | 0.99 | -0.15 | 0.92 | 4.6 | 550
Bitra | Amindivi | Bitra Par | Y | 11.6 | 72.18 | 0.105 | approx | 45.6 | DUMMY | 271 | 1.03 | 0.99 | -0.15 | 0.95 | 3.2 | 80
Kiltan | Amindivi | Kiltan | Y | 11.4833 | 73 | 1.63 | approx | 1.8 | DUMMY | 3946 | 1.01 | 0.99 | -0.1 | 0.9 | 4 | 900
Kadmat | Amindivi | Kadmat | Y | 11.2236 | 72.7766 | 3.12 | approx | 37.5 | DUMMY | 5404 | 1 | 0.995 | -0.05 | 0.9 | 4.2 | 1200
Perumal Par North | Amindivi | Perumal Par | N | 11.209 | 72.104 | 0.001 | wiki | 83.02 | wiki | 0 | 1.04 | 0.99 | -0.1 | 0.98 | 3.3 | 0
Perumal Par Middle | Amindivi | Perumal Par | N | 11.198 | 72.096 | 0.0064 | wiki | 83.02 | wiki | 0 | 1.04 | 0.99 | -0.1 | 0.98 | 3.3 | 0
Perumal Par South | Amindivi | Perumal Par | N | 11.15 | 72.0875 | 0.0098 | wiki | 83.02 | wiki | 0 | 1.04 | 0.99 | -0.1 | 0.98 | 3.3 | 0
Amini | Amindivi | Pitti Bank | Y | 11.1237 | 72.7262 | 2.59 | approx | 155.09 | wiki | 7661 | 0.99 | 0.995 | -0.05 | 0.88 | 4.5 | 1800
Parali I (eroded 2017) | Laccadive | Bangaram Atoll | N | 10.958 | 72.334 | 0 | wiki | 36 | wiki | 0 | 1.02 | 1 | 0 | 0.97 | 3.7 | 0
Parali II | Laccadive | Bangaram Atoll | N | 10.955 | 72.33 | 0.045 | wiki(split) | 36 | wiki | 0 | 1.02 | 1 | 0 | 0.97 | 3.7 | 0
Parali III | Laccadive | Bangaram Atoll | N | 10.952 | 72.326 | 0.044 | wiki(split) | 36 | wiki | 0 | 1.02 | 1 | 0 | 0.97 | 3.7 | 0
Thinnakara | Laccadive | Bangaram Atoll | N | 10.945 | 72.315 | 0.522 | wiki | 36 | wiki | 0 | 1.02 | 1 | 0 | 0.97 | 3.6 | 80
Bangaram | Laccadive | Bangaram Atoll | N | 10.94 | 72.286 | 0.623 | wiki | 36 | wiki | 0 | 1.02 | 1 | 0 | 0.97 | 3.4 | 150
South Bangaram Cay | Laccadive | Bangaram Atoll | N | 10.933 | 72.278 | 0.001 | wiki | 36 | wiki | 0 | 1.02 | 1 | 0 | 0.97 | 3.4 | 0
Kalpitti | Laccadive | Agatti | N | 10.885 | 72.205 | 0.03 | approx | 17.5 | DUMMY | 0 | 1.02 | 1 | 0 | 1 | 3 | 0
Agatti | Laccadive | Agatti | Y | 10.8573 | 72.1946 | 2.7 | wiki | 17.5 | DUMMY | 7566 | 1.02 | 1 | 0 | 1 | 3 | 2200
Pitti (Bird Island) | Laccadive | Pitti Bank | N | 10.833 | 72.633 | 0.01 | wiki | 155.09 | wiki | 0 | 1.02 | 1 | 0 | 0.95 | 3.5 | 0
Andrott | Laccadive | Andrott | Y | 10.8167 | 73.68 | 4.9 | wiki | 0 | DUMMY | 11191 | 0.98 | 1.005 | 0.05 | 0.95 | 5 | 2600
Kavaratti | Laccadive | Kavaratti | Y | 10.5626 | 72.6369 | 4.22 | wiki | 4.96 | wiki | 11221 | 0.97 | 1 | 0 | 0.9 | 3.8 | 3800
Cheriyam | Laccadive | Kalpeni Atoll | N | 10.142 | 73.664 | 0.537 | wiki | 25.6 | wiki | 0 | 1 | 1.01 | 0.15 | 1.05 | 3.5 | 0
Kodithala | Laccadive | Kalpeni Atoll | N | 10.11 | 73.66 | 0.0027 | wiki | 25.6 | wiki | 0 | 1 | 1.01 | 0.15 | 1.05 | 3.5 | 0
Suheli Cheriyakara | Laccadive | Suheli Par | N | 10.12 | 72.3 | 0.383 | wiki | 78.76 | wiki | 0 | 1.03 | 1.01 | 0.1 | 1.05 | 3 | 0
Suheli Indira-Shastri Dweep | Laccadive | Suheli Par | N | 10.09 | 72.25 | 0.11 | wiki | 78.76 | wiki | 0 | 1.03 | 1.01 | 0.1 | 1.05 | 3 | 0
Kalpeni | Laccadive | Kalpeni Atoll | Y | 10.076 | 73.646 | 2.482 | wiki | 25.6 | wiki | 4419 | 0.99 | 1.01 | 0.15 | 1.05 | 3.5 | 1100
Pitti (Kalpeni) | Laccadive | Kalpeni Atoll | N | 10.074 | 73.628 | 0.036 | wiki | 25.6 | wiki | 0 | 1 | 1.01 | 0.15 | 1.05 | 3.5 | 0
Koomel | Laccadive | Kalpeni Atoll | N | 10.073 | 73.635 | 0.002 | wiki | 25.6 | wiki | 0 | 1 | 1.01 | 0.15 | 1.05 | 3.5 | 0
Tilakkam East | Laccadive | Kalpeni Atoll | N | 10.069 | 73.633 | 0.0088 | wiki | 25.6 | wiki | 0 | 1 | 1.01 | 0.15 | 1.05 | 3.5 | 0
Tilakkam West | Laccadive | Kalpeni Atoll | N | 10.069 | 73.631 | 0.0082 | wiki | 25.6 | wiki | 0 | 1 | 1.01 | 0.15 | 1.05 | 3.5 | 0
Suheli Valiyakara | Laccadive | Suheli Par | N | 10.05 | 72.27 | 0.395 | wiki | 78.76 | wiki | 0 | 1.03 | 1.01 | 0.1 | 1.05 | 3 | 0
Minicoy | Minicoy | Minicoy Atoll | Y | 8.2833 | 73.05 | 4.801 | wiki | 30.6 | DUMMY | 10447 | 1.04 | 1.02 | 0.3 | 1.1 | 2.8 | 2400
Viringili | Minicoy | Minicoy Atoll | N | 8.27 | 73.02 | 0.02 | approx | 30.6 | DUMMY | 0 | 1.04 | 1.02 | 0.3 | 1.1 | 2.8 | 0
36 islands/islets, north → south. Islet list assembled from Wikipedia atoll pages; official '36 islands' lists differ slightly between sources (sand cays; Parali I eroded in 2017) – verify with the UT Administration.
Coordinates approximate (islet centroid; some islet positions estimated from atoll maps). Population ≈ Census 2011 – verify.
Multipliers scale the reference-island resource (wind/solar: Kadmat; SST: Kavaratti; wave: Agatti). Lagoon area is per atoll, shared by its islets.
Uninhabited islets: peak demand 0 except resort islands (Bangaram, Thinnakara). The challenge's 1 MW target can still be sized for any island.
Land area matters: islets < 0.05 km² cannot host utility wind turbines or a shore OTEC plant – floating PV / wave / offshore options only.
Kavaratti 3.8 km = length of NIOT's HDPE cold-water pipeline for the OTEC-desalination pilot (used as proxy). Orange = dummy placeholder.
Note on P1: Imported Author: DUMMY placeholder – replace with surveyed / official value.
Note on Q1: Imported Author: DUMMY placeholder – replace with surveyed / official value.

## Tech_Params
technology | typical_unit_size | cost_unit | capex_base_value | capex_base_currency | capex_base_INR | island_cost_factor | capex_island_INR | opex_base_value | opex_base_currency | opex_INR_per_unit_yr | opex_pct_of_capex | lifetime_yr | degradation_per_yr | availability | losses_already_in_CF_sheets | lifecycle_gCO2_per_kWh | TRL | capex_source_and_basis | opex_source_and_basis
Wind | 500 kW turbines | INR/kW | 90625 | INR | 90625 | 2.5 | 226562.5 | 1650 | INR | 1650 | 0.7283% | 25 | 0.3% | 97% | 10% (avail 3, wake 3, electrical 2, other 2) | 11 | 9 | KERC FY27–29 wind benchmark ₹7.25 Cr/MW (CTUIL Sep-2026 benchmark ₹6.0 Cr/MW). Island factor 1.45 = ASSUMPTION (marine logistics, cyclone-rated foundations, crane mobilisation). | KERC base O&M ₹11.25 lakh/MW/yr × ~1.5 island factor (ASSUMPTION).
Floating Solar PV | 250 kWp blocks | INR/kW | 60000 | INR | 60000 | 2.5 | 150000 | 4320 | INR | 4320 | 2.88% | 25 | 0.6% | 98% | PR ≈0.79–0.81: 17% loss chain + temperature | 48 | 9 inland / 6–7 nearshore | GIZ 'Floating PV in India' (Jan 2024) ₹57.08 m/MW; market ₹55–65 m/MW. Factor 1.5 = ASSUMPTION for marine-grade floats, lagoon mooring, salt corrosion. | ≈1.5% of island CAPEX per yr (ASSUMPTION).
OTEC | 0.5–1 MW net, closed-cycle | INR/kW | 12263 | USD | 1164985 | 1 | 1164985 | 1683 | USD | 159885 | 13.72% | 30 | 0% | 92% | parasitic pumping ~30% of design gross; availability 92% | 15 | 6–7 | IRENA OTEC brief (2014): small plants <10 MW USD2010 16,400–35,400/kW; OES first plant USD 25,000–45,000/kW. Mid value chosen; already island-scale so factor 1.0. | OES first-plant OPEX range USD 800–1,440/kW/yr.
Wave | 250 kW WEC (OWC / point absorber) | INR/kW | 8734567 | USD | 829783865 | 1 | 829783865 | 524074 | USD | 49787030 | 6% | 20 | 0% | 90% | 6 m effective capture width, 90% availability | 20 | 6–7 | OES first pre-commercial array CAPEX USD 4,000–18,100/kW; mid-high value chosen. | OES first array OPEX USD 140–1,500/kW/yr.
BESS | Li-ion LFP, containerised | INR/kWh | 26676 | INR | 26676 | 1 | 26676 | 3696 | INR | 3696 | 13.86% | 15 | 2% | 98% | RTE/DoD in Finance_Params | n/a (embodied ~80 kgCO2/kWh cap., ASSUMPTION) | 9 | CTUIL Sep-2026 benchmark ₹0.80 Cr/MWh (grid-scale); Ember: all-in ≈ USD 125/kWh (Oct 2025). Small island systems priced 1.5× (ASSUMPTION). | ≈1.7% of island CAPEX per yr (ASSUMPTION).
Diesel (baseline) | 500 kW DG sets | INR/kW | 38000 | INR | 38000 | 1.3 | 49400 | 10 | INR | 10 | 0.02024% | 15 | 0% | 95% | fuel cost/emissions in Finance_Params | ≈900 (direct 804 + upstream, ASSUMPTION) | 9 | ASSUMPTION – typical DG set installed cost. | Fixed O&M excl. fuel (ASSUMPTION).
Legend: blue = hard-coded input · yellow = key assumption to tune · black = formula. INR figures FY2026-27 basis; USD rows convert at Finance_Params FX.
Lifecycle gCO2/kWh: wind 11 & utility PV 48 are IPCC AR5 medians; ocean-energy values are ASSUMPTIONS (sparse literature).

## Finance_Params
parameter | value | unit | source / note
target_net_AC_load_kW | 1000 | kW | Challenge default: 1 MW net AC, round the clock.
project_life_yr | 25 | yr | Common analysis period (OTEC 30, wave 20, BESS 15 – see Tech_Params).
discount_rate_real | 8% | fraction | ASSUMPTION – real WACC for a public-sector island project.
fx_INR_per_USD | 95 | INR/USD | ASSUMPTION – update to the current RBI reference rate.
capital_recovery_factor | 0.093679 | 1/yr | CRF = r(1+r)^n / ((1+r)^n − 1).
diesel_landed_price_INR_per_L | 100 | INR/L | ASSUMPTION – mainland price + shipping/handling from Kochi/Kozhikode.
diesel_sfc_L_per_kWh | 0.3 | L/kWh | DPR norm 0.28–0.30 L/kWh; LED actual 0.31–0.38 (Lok Sabha PAC report).
diesel_co2_kg_per_L | 2.68 | kgCO2/L | Standard combustion factor for diesel.
diesel_emission_factor_tCO2_per_MWh | 0.804 | tCO2/MWh | Baseline for avoided emissions (isolated diesel grid).
diesel_fuel_cost_INR_per_kWh | 30 | INR/kWh | Fuel-only cost of diesel generation.
diesel_reported_CoE_INR_per_kWh | 28 | INR/kWh | Reported ~₹28/unit for DG power in Lakshadweep (2021 press).
carbon_price_USD_per_t | 15 | USD/tCO2 | Expected Indian CCTS price ≈ USD 15/t (2025 reports); voluntary credits often USD 8–10.
carbon_price_INR_per_t | 1425 | INR/tCO2 | Converted.
grid_EF_CEA_reference_tCO2_per_MWh | 0.727 | tCO2/MWh | CEA weighted avg (mainland grid) – reference only; islands are off-grid.
bess_round_trip_eff | 88% | fraction | LFP, AC-AC.
bess_depth_of_discharge | 90% | fraction
bess_max_c_rate | 0.5 | 1/h | Power = 0.5 × kWh (2-h equivalent).
bess_replacement_year | 15 | yr
bess_replacement_cost_fraction | 60% | fraction | ASSUMPTION – battery price decline by replacement.
fpv_cfa_subsidy_INR_per_kW | 10000 | INR/kW | PM Surya Sarovar Yojana (2026): CFA ₹1 crore/MW for floating PV.
bess_vgf_INR_per_kWh | 1800 | INR/kWh | BESS VGF (June 2025 scheme): ₹18 lakh/MWh.
apply_subsidies_flag | 0 | 0/1 | Set 1 to deduct FPV CFA + BESS VGF from CAPEX.
reliability_target_LPSP | 1% | fraction | ASSUMPTION – max loss-of-power-supply probability.
otec_design_delta_T_C | 22 | °C | Problem statement: ~22 °C surface vs 1000 m.
otec_parasitic_fraction | 30% | fraction | Pumping + auxiliaries at design point (ASSUMPTION).
otec_freshwater_m3_day_per_kW | 1.5 | m3/day/kW | NIOT Kavaratti pilot: ~100 m3/day with ~65 kW plant.
wind_hub_height_m | 80 | m
wind_shear_alpha | 0.11 | - | Power-law exponent over open sea / low islands (ASSUMPTION).
pv_temp_coeff_per_C | -0.0035 | 1/°C | Mono PERC/TOPCon class.
pv_tilt_deg | 10 | deg | Typical floating PV tilt.

## Scoring_Matrix
Decision / scoring matrix (dummy expert scores 1–10, higher = better)
Criterion | Weight | What it measures | Suggested quantitative scoring rule for the tool
Resource Potential | 30% | Annual CF and how well the resource matches the load across months | 10 × CF_annual / max(CF_annual) across technologies
CAPEX | 25% | Island installed cost per kW (or per kWh for BESS) | 10 × min(CAPEX) / CAPEX
Reliability | 25% | Firmness: worst-month CF ÷ mean CF, dispatchability, TRL, cyclone/sea-state risk | 10 × (min-month CF / mean CF), adjusted for TRL
Sustainability | 20% | Lifecycle gCO2/kWh, coral-reef/lagoon impact, co-benefits (OTEC freshwater) | 10 × (1 − gCO2/max gCO2) ± qualitative adjustment
Total weight | 100% | OK
Technology | Resource Potential | CAPEX | Reliability | Sustainability | Weighted score | Rank | Rationale (dummy)
Wind | 6 | 7 | 4 | 8 | 6.15 | 3 | Strong SW-monsoon winds (~8 m/s) but weak Oct–May (~3.5 m/s); mature tech; cyclone exposure.
Floating Solar PV | 8 | 8 | 5 | 7 | 7.05 | 1 | Abundant irradiance (~5.8 kWh/m²/day) with monsoon dip; cheapest per kW; lagoon shading/coral impact to assess.
OTEC | 9 | 2 | 9 | 7 | 6.85 | 2 | ΔT ≈ 22 °C year-round → baseload; very high CAPEX; low TRL; freshwater co-product.
Wave | 6 | 3 | 4 | 7 | 4.95 | 6 | 10–15 kW/m annual, >28 kW/m in monsoon; complements wind; early-stage devices.
BESS | 5 | 6 | 8 | 5 | 6 | 4 | Not a resource; firms intermittent output; LFP fire & end-of-life handling.
Diesel (baseline) | 3 | 9 | 8 | 1 | 5.35 | 5 | Cheap to install, costly fuel logistics, ~0.8 tCO2/MWh.
Metric inputs for the selected island (live formulas – use these to replace the dummy expert scores)
Selected island | Kadmat
Technology | Annual CF | Min-month CF | Max-month CF | Firmness (min/mean) | Island CAPEX (INR/unit) | Lifecycle gCO2/kWh
Wind | 20.55% | 5.11% | 53.64% | 24.86% | 226562.5 | 11
Floating Solar PV | 19.48% | 14.47% | 23.62% | 74.29% | 150000 | 48
OTEC | 88.39% | 76.37% | 96.6% | 86.4% | 1164985 | 15
Wave | 25.84% | 9.71% | 61.27% | 37.57% | 829783865 | 20
Change the island on Sample_Config_Calc (cell B4) and these metrics update.

## Sample_Config_Calc
Worked example – one configuration, monthly energy balance (validates your Python engine)
Edit the yellow cells. Monthly balance cannot show night-time or intra-day deficits, so it overstates reliability – use Hourly_Kadmat for BESS dispatch / LPSP.
Island | Kadmat
Wind capacity (kW) | 1500
Floating solar capacity (kWp) | 1500
OTEC capacity (kW net) | 500
Wave capacity (kW) | 0
BESS capacity (kWh) | 4000
Target net AC load (kW) | 1000
Discount rate (real) | 8%
Project life (yr) | 25
Capital recovery factor | 0.093679
Month | Month # | Hours | Wind CF (net) | FPV yield (kWh/kWp) | OTEC CF | Wave CF (net) | Wind (MWh) | FPV (MWh) | OTEC (MWh) | Wave (MWh) | Total RE (MWh) | Load (MWh) | Delivered (MWh) | Surplus (MWh) | Unmet (MWh) | Coverage
Jan | 1 | 744 | 10.69% | 160 | 86.68% | 11.64% | 119.3004 | 240 | 322.4496 | 0 | 681.75 | 744 | 681.75 | 0 | 62.25 | 91.63%
Feb | 2 | 672 | 7.12% | 154.9 | 91.4% | 9.73% | 71.7696 | 232.35 | 307.104 | 0 | 611.2236 | 672 | 611.2236 | 0 | 60.7764 | 90.96%
Mar | 3 | 744 | 5.11% | 175.8 | 96.6% | 9.71% | 57.0276 | 263.7 | 359.352 | 0 | 680.0796 | 744 | 680.0796 | 0 | 63.9204 | 91.41%
Apr | 4 | 720 | 5.29% | 162.6 | 96.6% | 11.62% | 57.132 | 243.9 | 347.76 | 0 | 648.792 | 720 | 648.792 | 0 | 71.208 | 90.11%
May | 5 | 744 | 13.83% | 144.6 | 96.6% | 23.26% | 154.3428 | 216.9 | 359.352 | 0 | 730.5948 | 744 | 730.5948 | 0 | 13.4052 | 98.2%
Jun | 6 | 720 | 49.55% | 104.2 | 90.81% | 55.49% | 535.14 | 156.3 | 326.916 | 0 | 1018.356 | 720 | 720 | 298.356 | 0 | 100%
Jul | 7 | 744 | 53.64% | 110.4 | 79.75% | 61.27% | 598.6224 | 165.6 | 296.67 | 0 | 1060.8924 | 744 | 744 | 316.8924 | 0 | 100%
Aug | 8 | 744 | 47.22% | 124.3 | 76.37% | 52.55% | 526.9752 | 186.45 | 284.0964 | 0 | 997.5216 | 744 | 744 | 253.5216 | 0 | 100%
Sep | 9 | 720 | 33.83% | 132.9 | 79.19% | 34.74% | 365.364 | 199.35 | 285.084 | 0 | 849.798 | 720 | 720 | 129.798 | 0 | 100%
Oct | 10 | 744 | 5.11% | 145.7 | 86.68% | 15.55% | 57.0276 | 218.55 | 322.4496 | 0 | 598.0272 | 744 | 598.0272 | 0 | 145.9728 | 80.38%
Nov | 11 | 720 | 5.87% | 142.4 | 91.4% | 11.66% | 63.396 | 213.6 | 329.04 | 0 | 606.036 | 720 | 606.036 | 0 | 113.964 | 84.17%
Dec | 12 | 744 | 8.48% | 148.6 | 89.03% | 11.67% | 94.6368 | 222.9 | 331.1916 | 0 | 648.7284 | 744 | 648.7284 | 0 | 95.2716 | 87.19%
Year |  | 8760 |  |  |  |  | 2700.7344 | 2559.6 | 3871.4652 | 0 | 9131.7996 | 8760 | 8133.2316 | 998.568 | 626.7684 | 92.85%
Energy results
Annual load (MWh) | 8760
RE generation (MWh) | 9131.7996
Delivered to load (MWh) | 8133.2316
Unmet energy → diesel top-up (MWh) | 626.7684
Surplus (curtail / store intra-day) (MWh) | 998.568
Energy coverage of 1 MW target | 92.85%
Plant Load Factor vs target (delivered ÷ target kW × 8760 h) | 92.85%
RE fleet capacity factor (gen ÷ installed kW × 8760 h) | 29.78%
Worst-month coverage | 80.38%
Cost results
Component | Size | Island unit CAPEX (INR/unit) | CAPEX (INR crore) | OPEX (INR crore/yr)
Wind | 1500 | 226562.5 | 33.9844 | 0.2475
Floating Solar PV | 1500 | 150000 | 22.5 | 0.648
OTEC | 500 | 1164985 | 58.2493 | 7.9943
Wave | 0 | 829783865 | 0 | 0
BESS | 4000 | 26676 | 10.6704 | 1.4784
Less subsidies (if flag = 1) |  |  | 0
Total |  |  | 125.404 | 10.3681
BESS replacement, present value (INR crore) | 2.0183
Annualised capital (INR crore/yr) | 11.9368
Annual O&M (INR crore/yr) | 10.3681
Diesel fuel for unmet energy (INR crore/yr) | 1.8803
LCOE of RE energy delivered (INR/kWh) | 27.4244
System cost incl. diesel top-up (INR/kWh of load) | 27.6087
Diesel-only reference: fuel cost (INR/kWh) | 30
Diesel avoided (kL/yr) | 2439.9695
CO2 avoided (tCO2/yr) | 6539.1182
Carbon credit value (INR lakh/yr) | 93.1824
OTEC freshwater co-product (m3/day) | 750
LCOE = (CAPEX × CRF + annual O&M) ÷ energy delivered. Single 25-yr analysis period; BESS replaced once at year 15. Diesel top-up uses fuel cost only.

## Wind_Monthly
island | month_num | month | season | days | hours | ws_mean_80m_ms | ws_mean_100m_ms | weibull_k | weibull_c_80m_ms | wind_power_density_80m_Wm2 | prevailing_dir_deg | cf_gross_500kW_turbine | cf_net_after_losses | energy_kWh_per_kW_net
Cherbaniani North | 1 | Jan | NE monsoon / winter | 31 | 744 | 4.13 | 4.24 | 1.8 | 4.65 | 86.9 | 10 | 0.1393 | 0.1254 | 93.3
Cherbaniani North | 2 | Feb | NE monsoon / winter | 28 | 672 | 3.6 | 3.69 | 1.8 | 4.05 | 57.6 | 350 | 0.0945 | 0.085 | 57.1
Cherbaniani North | 3 | Mar | Pre-monsoon | 31 | 744 | 3.18 | 3.26 | 1.7 | 3.56 | 42.4 | 330 | 0.0684 | 0.0616 | 45.8
Cherbaniani North | 4 | Apr | Pre-monsoon | 30 | 720 | 3.29 | 3.37 | 1.8 | 3.7 | 43.6 | 310 | 0.071 | 0.0639 | 46
Cherbaniani North | 5 | May | Pre-monsoon | 31 | 744 | 4.66 | 4.78 | 2 | 5.26 | 111.4 | 280 | 0.1793 | 0.1614 | 120.1
Cherbaniani North | 6 | Jun | SW monsoon | 30 | 720 | 8.9 | 9.13 | 2.4 | 10.04 | 660.2 | 255 | 0.5907 | 0.5316 | 382.8
Cherbaniani North | 7 | Jul | SW monsoon | 31 | 744 | 9.43 | 9.67 | 2.5 | 10.63 | 761.6 | 260 | 0.6354 | 0.5718 | 425.4
Cherbaniani North | 8 | Aug | SW monsoon | 31 | 744 | 8.59 | 8.8 | 2.4 | 9.69 | 591.9 | 275 | 0.5658 | 0.5093 | 378.9
Cherbaniani North | 9 | Sep | SW monsoon | 30 | 720 | 7 | 7.17 | 2.2 | 7.9 | 343.9 | 290 | 0.4158 | 0.3742 | 269.5
Cherbaniani North | 10 | Oct | Post-monsoon | 31 | 744 | 3.18 | 3.26 | 1.7 | 3.56 | 42.4 | 340 | 0.0684 | 0.0616 | 45.8
Cherbaniani North | 11 | Nov | Post-monsoon | 30 | 720 | 3.39 | 3.48 | 1.8 | 3.81 | 48 | 20 | 0.0785 | 0.0707 | 50.9
Cherbaniani North | 12 | Dec | NE monsoon / winter | 31 | 744 | 3.82 | 3.91 | 1.8 | 4.29 | 68.4 | 25 | 0.1117 | 0.1005 | 74.8
Cherbaniani Middle | 1 | Jan | NE monsoon / winter | 31 | 744 | 4.13 | 4.24 | 1.8 | 4.65 | 86.9 | 10 | 0.1393 | 0.1254 | 93.3
Cherbaniani Middle | 2 | Feb | NE monsoon / winter | 28 | 672 | 3.6 | 3.69 | 1.8 | 4.05 | 57.6 | 350 | 0.0945 | 0.085 | 57.1
Cherbaniani Middle | 3 | Mar | Pre-monsoon | 31 | 744 | 3.18 | 3.26 | 1.7 | 3.56 | 42.4 | 330 | 0.0684 | 0.0616 | 45.8
Cherbaniani Middle | 4 | Apr | Pre-monsoon | 30 | 720 | 3.29 | 3.37 | 1.8 | 3.7 | 43.6 | 310 | 0.071 | 0.0639 | 46
Cherbaniani Middle | 5 | May | Pre-monsoon | 31 | 744 | 4.66 | 4.78 | 2 | 5.26 | 111.4 | 280 | 0.1793 | 0.1614 | 120.1
Cherbaniani Middle | 6 | Jun | SW monsoon | 30 | 720 | 8.9 | 9.13 | 2.4 | 10.04 | 660.2 | 255 | 0.5907 | 0.5316 | 382.8
Cherbaniani Middle | 7 | Jul | SW monsoon | 31 | 744 | 9.43 | 9.67 | 2.5 | 10.63 | 761.6 | 260 | 0.6354 | 0.5718 | 425.4
Cherbaniani Middle | 8 | Aug | SW monsoon | 31 | 744 | 8.59 | 8.8 | 2.4 | 9.69 | 591.9 | 275 | 0.5658 | 0.5093 | 378.9
Cherbaniani Middle | 9 | Sep | SW monsoon | 30 | 720 | 7 | 7.17 | 2.2 | 7.9 | 343.9 | 290 | 0.4158 | 0.3742 | 269.5
Cherbaniani Middle | 10 | Oct | Post-monsoon | 31 | 744 | 3.18 | 3.26 | 1.7 | 3.56 | 42.4 | 340 | 0.0684 | 0.0616 | 45.8
Cherbaniani Middle | 11 | Nov | Post-monsoon | 30 | 720 | 3.39 | 3.48 | 1.8 | 3.81 | 48 | 20 | 0.0785 | 0.0707 | 50.9
Cherbaniani Middle | 12 | Dec | NE monsoon / winter | 31 | 744 | 3.82 | 3.91 | 1.8 | 4.29 | 68.4 | 25 | 0.1117 | 0.1005 | 74.8
Cherbaniani South | 1 | Jan | NE monsoon / winter | 31 | 744 | 4.13 | 4.24 | 1.8 | 4.65 | 86.9 | 10 | 0.1393 | 0.1254 | 93.3
Cherbaniani South | 2 | Feb | NE monsoon / winter | 28 | 672 | 3.6 | 3.69 | 1.8 | 4.05 | 57.6 | 350 | 0.0945 | 0.085 | 57.1
Cherbaniani South | 3 | Mar | Pre-monsoon | 31 | 744 | 3.18 | 3.26 | 1.7 | 3.56 | 42.4 | 330 | 0.0684 | 0.0616 | 45.8
Cherbaniani South | 4 | Apr | Pre-monsoon | 30 | 720 | 3.29 | 3.37 | 1.8 | 3.7 | 43.6 | 310 | 0.071 | 0.0639 | 46
Cherbaniani South | 5 | May | Pre-monsoon | 31 | 744 | 4.66 | 4.78 | 2 | 5.26 | 111.4 | 280 | 0.1793 | 0.1614 | 120.1
Cherbaniani South | 6 | Jun | SW monsoon | 30 | 720 | 8.9 | 9.13 | 2.4 | 10.04 | 660.2 | 255 | 0.5907 | 0.5316 | 382.8
Cherbaniani South | 7 | Jul | SW monsoon | 31 | 744 | 9.43 | 9.67 | 2.5 | 10.63 | 761.6 | 260 | 0.6354 | 0.5718 | 425.4
Cherbaniani South | 8 | Aug | SW monsoon | 31 | 744 | 8.59 | 8.8 | 2.4 | 9.69 | 591.9 | 275 | 0.5658 | 0.5093 | 378.9
Cherbaniani South | 9 | Sep | SW monsoon | 30 | 720 | 7 | 7.17 | 2.2 | 7.9 | 343.9 | 290 | 0.4158 | 0.3742 | 269.5
Cherbaniani South | 10 | Oct | Post-monsoon | 31 | 744 | 3.18 | 3.26 | 1.7 | 3.56 | 42.4 | 340 | 0.0684 | 0.0616 | 45.8
Cherbaniani South | 11 | Nov | Post-monsoon | 30 | 720 | 3.39 | 3.48 | 1.8 | 3.81 | 48 | 20 | 0.0785 | 0.0707 | 50.9
Cherbaniani South | 12 | Dec | NE monsoon / winter | 31 | 744 | 3.82 | 3.91 | 1.8 | 4.29 | 68.4 | 25 | 0.1117 | 0.1005 | 74.8
Byramgore Middle | 1 | Jan | NE monsoon / winter | 31 | 744 | 4.1 | 4.2 | 1.8 | 4.6 | 84.5 | 10 | 0.1358 | 0.1222 | 90.9
Byramgore Middle | 2 | Feb | NE monsoon / winter | 28 | 672 | 3.57 | 3.66 | 1.8 | 4.01 | 56 | 350 | 0.0918 | 0.0827 | 55.5
Byramgore Middle | 3 | Mar | Pre-monsoon | 31 | 744 | 3.15 | 3.23 | 1.7 | 3.53 | 41.2 | 330 | 0.0664 | 0.0598 | 44.5
Byramgore Middle | 4 | Apr | Pre-monsoon | 30 | 720 | 3.26 | 3.34 | 1.8 | 3.66 | 42.4 | 310 | 0.0689 | 0.062 | 44.7
Byramgore Middle | 5 | May | Pre-monsoon | 31 | 744 | 4.62 | 4.73 | 2 | 5.21 | 108.3 | 280 | 0.175 | 0.1575 | 117.2
Byramgore Middle | 6 | Jun | SW monsoon | 30 | 720 | 8.82 | 9.04 | 2.4 | 9.95 | 641.6 | 255 | 0.5843 | 0.5259 | 378.6
Byramgore Middle | 7 | Jul | SW monsoon | 31 | 744 | 9.35 | 9.58 | 2.5 | 10.53 | 740.2 | 260 | 0.6291 | 0.5662 | 421.3
Byramgore Middle | 8 | Aug | SW monsoon | 31 | 744 | 8.51 | 8.72 | 2.4 | 9.59 | 575.3 | 275 | 0.5592 | 0.5033 | 374.5
Byramgore Middle | 9 | Sep | SW monsoon | 30 | 720 | 6.93 | 7.1 | 2.2 | 7.82 | 334.3 | 290 | 0.4093 | 0.3684 | 265.2
Byramgore Middle | 10 | Oct | Post-monsoon | 31 | 744 | 3.15 | 3.23 | 1.7 | 3.53 | 41.2 | 340 | 0.0664 | 0.0598 | 44.5
Byramgore Middle | 11 | Nov | Post-monsoon | 30 | 720 | 3.36 | 3.44 | 1.8 | 3.78 | 46.7 | 20 | 0.0762 | 0.0686 | 49.4
Byramgore Middle | 12 | Dec | NE monsoon / winter | 31 | 744 | 3.78 | 3.87 | 1.8 | 4.25 | 66.4 | 25 | 0.1087 | 0.0978 | 72.8
Byramgore South | 1 | Jan | NE monsoon / winter | 31 | 744 | 4.1 | 4.2 | 1.8 | 4.6 | 84.5 | 10 | 0.1358 | 0.1222 | 90.9
Byramgore South | 2 | Feb | NE monsoon / winter | 28 | 672 | 3.57 | 3.66 | 1.8 | 4.01 | 56 | 350 | 0.0918 | 0.0827 | 55.5
Byramgore South | 3 | Mar | Pre-monsoon | 31 | 744 | 3.15 | 3.23 | 1.7 | 3.53 | 41.2 | 330 | 0.0664 | 0.0598 | 44.5
Byramgore South | 4 | Apr | Pre-monsoon | 30 | 720 | 3.26 | 3.34 | 1.8 | 3.66 | 42.4 | 310 | 0.0689 | 0.062 | 44.7
Byramgore South | 5 | May | Pre-monsoon | 31 | 744 | 4.62 | 4.73 | 2 | 5.21 | 108.3 | 280 | 0.175 | 0.1575 | 117.2
Byramgore South | 6 | Jun | SW monsoon | 30 | 720 | 8.82 | 9.04 | 2.4 | 9.95 | 641.6 | 255 | 0.5843 | 0.5259 | 378.6
Byramgore South | 7 | Jul | SW monsoon | 31 | 744 | 9.35 | 9.58 | 2.5 | 10.53 | 740.2 | 260 | 0.6291 | 0.5662 | 421.3
Byramgore South | 8 | Aug | SW monsoon | 31 | 744 | 8.51 | 8.72 | 2.4 | 9.59 | 575.3 | 275 | 0.5592 | 0.5033 | 374.5
Byramgore South | 9 | Sep | SW monsoon | 30 | 720 | 6.93 | 7.1 | 2.2 | 7.82 | 334.3 | 290 | 0.4093 | 0.3684 | 265.2
Byramgore South | 10 | Oct | Post-monsoon | 31 | 744 | 3.15 | 3.23 | 1.7 | 3.53 | 41.2 | 340 | 0.0664 | 0.0598 | 44.5
Byramgore South | 11 | Nov | Post-monsoon | 30 | 720 | 3.36 | 3.44 | 1.8 | 3.78 | 46.7 | 20 | 0.0762 | 0.0686 | 49.4
Byramgore South | 12 | Dec | NE monsoon / winter | 31 | 744 | 3.78 | 3.87 | 1.8 | 4.25 | 66.4 | 25 | 0.1087 | 0.0978 | 72.8
Chetlat | 1 | Jan | NE monsoon / winter | 31 | 744 | 3.98 | 4.08 | 1.8 | 4.47 | 77.4 | 10 | 0.1255 | 0.1129 | 84
Chetlat | 2 | Feb | NE monsoon / winter | 28 | 672 | 3.47 | 3.55 | 1.8 | 3.9 | 51.3 | 350 | 0.0841 | 0.0757 | 50.9
Chetlat | 3 | Mar | Pre-monsoon | 31 | 744 | 3.06 | 3.14 | 1.7 | 3.43 | 37.8 | 330 | 0.0605 | 0.0545 | 40.5
Chetlat | 4 | Apr | Pre-monsoon | 30 | 720 | 3.16 | 3.24 | 1.8 | 3.56 | 38.9 | 310 | 0.0627 | 0.0565 | 40.6
Chetlat | 5 | May | Pre-monsoon | 31 | 744 | 4.49 | 4.6 | 2 | 5.06 | 99.3 | 280 | 0.1621 | 0.1459 | 108.6
Chetlat | 6 | Jun | SW monsoon | 30 | 720 | 8.57 | 8.78 | 2.4 | 9.67 | 588.2 | 255 | 0.5644 | 0.5079 | 365.7
Chetlat | 7 | Jul | SW monsoon | 31 | 744 | 9.08 | 9.3 | 2.5 | 10.23 | 678.6 | 260 | 0.6097 | 0.5487 | 408.2
Chetlat | 8 | Aug | SW monsoon | 31 | 744 | 8.26 | 8.47 | 2.4 | 9.32 | 527.4 | 275 | 0.5388 | 0.4849 | 360.8
Chetlat | 9 | Sep | SW monsoon | 30 | 720 | 6.73 | 6.9 | 2.2 | 7.6 | 306.5 | 290 | 0.3894 | 0.3504 | 252.3
Chetlat | 10 | Oct | Post-monsoon | 31 | 744 | 3.06 | 3.14 | 1.7 | 3.43 | 37.8 | 340 | 0.0605 | 0.0545 | 40.5
Chetlat | 11 | Nov | Post-monsoon | 30 | 720 | 3.26 | 3.35 | 1.8 | 3.67 | 42.8 | 20 | 0.0695 | 0.0626 | 45.1
Chetlat | 12 | Dec | NE monsoon / winter | 31 | 744 | 3.67 | 3.76 | 1.8 | 4.13 | 60.9 | 25 | 0.0999 | 0.0899 | 66.9
Bitra | 1 | Jan | NE monsoon / winter | 31 | 744 | 4.02 | 4.12 | 1.8 | 4.52 | 79.7 | 10 | 0.1289 | 0.116 | 86.3
Bitra | 2 | Feb | NE monsoon / winter | 28 | 672 | 3.5 | 3.59 | 1.8 | 3.94 | 52.8 | 350 | 0.0867 | 0.078 | 52.4
Bitra | 3 | Mar | Pre-monsoon | 31 | 744 | 3.09 | 3.17 | 1.7 | 3.46 | 38.9 | 330 | 0.0625 | 0.0562 | 41.8
Bitra | 4 | Apr | Pre-monsoon | 30 | 720 | 3.19 | 3.27 | 1.8 | 3.59 | 40 | 310 | 0.0648 | 0.0583 | 42
Bitra | 5 | May | Pre-monsoon | 31 | 744 | 4.53 | 4.64 | 2 | 5.11 | 102.2 | 280 | 0.1664 | 0.1497 | 111.4
Bitra | 6 | Jun | SW monsoon | 30 | 720 | 8.65 | 8.87 | 2.4 | 9.76 | 605.7 | 255 | 0.5711 | 0.514 | 370.1
Bitra | 7 | Jul | SW monsoon | 31 | 744 | 9.17 | 9.39 | 2.5 | 10.33 | 698.7 | 260 | 0.6163 | 0.5547 | 412.7
Bitra | 8 | Aug | SW monsoon | 31 | 744 | 8.34 | 8.55 | 2.4 | 9.41 | 543.1 | 275 | 0.5457 | 0.4912 | 365.4
Bitra | 9 | Sep | SW monsoon | 30 | 720 | 6.8 | 6.97 | 2.2 | 7.68 | 315.6 | 290 | 0.3961 | 0.3565 | 256.7
Bitra | 10 | Oct | Post-monsoon | 31 | 744 | 3.09 | 3.17 | 1.7 | 3.46 | 38.9 | 340 | 0.0625 | 0.0562 | 41.8
Bitra | 11 | Nov | Post-monsoon | 30 | 720 | 3.3 | 3.38 | 1.8 | 3.71 | 44 | 20 | 0.0717 | 0.0646 | 46.5
Bitra | 12 | Dec | NE monsoon / winter | 31 | 744 | 3.71 | 3.8 | 1.8 | 4.17 | 62.7 | 25 | 0.1028 | 0.0925 | 68.8
Kiltan | 1 | Jan | NE monsoon / winter | 31 | 744 | 3.94 | 4.04 | 1.8 | 4.43 | 75.2 | 10 | 0.1221 | 0.1099 | 81.8
Kiltan | 2 | Feb | NE monsoon / winter | 28 | 672 | 3.43 | 3.52 | 1.8 | 3.86 | 49.8 | 350 | 0.0816 | 0.0734 | 49.3
Kiltan | 3 | Mar | Pre-monsoon | 31 | 744 | 3.03 | 3.11 | 1.7 | 3.4 | 36.7 | 330 | 0.0586 | 0.0528 | 39.2
Kiltan | 4 | Apr | Pre-monsoon | 30 | 720 | 3.13 | 3.21 | 1.8 | 3.52 | 37.8 | 310 | 0.0607 | 0.0547 | 39.4
Kiltan | 5 | May | Pre-monsoon | 31 | 744 | 4.44 | 4.55 | 2 | 5.01 | 96.4 | 280 | 0.1579 | 0.1421 | 105.7
Kiltan | 6 | Jun | SW monsoon | 30 | 720 | 8.48 | 8.69 | 2.4 | 9.57 | 571.1 | 255 | 0.5575 | 0.5018 | 361.3
Kiltan | 7 | Jul | SW monsoon | 31 | 744 | 8.99 | 9.21 | 2.5 | 10.13 | 658.8 | 260 | 0.6029 | 0.5426 | 403.7
Kiltan | 8 | Aug | SW monsoon | 31 | 744 | 8.18 | 8.38 | 2.4 | 9.23 | 512 | 275 | 0.5318 | 0.4786 | 356.1
Kiltan | 9 | Sep | SW monsoon | 30 | 720 | 6.67 | 6.83 | 2.2 | 7.53 | 297.5 | 290 | 0.3827 | 0.3444 | 248
Kiltan | 10 | Oct | Post-monsoon | 31 | 744 | 3.03 | 3.11 | 1.7 | 3.4 | 36.7 | 340 | 0.0586 | 0.0528 | 39.2
Kiltan | 11 | Nov | Post-monsoon | 30 | 720 | 3.23 | 3.31 | 1.8 | 3.63 | 41.5 | 20 | 0.0674 | 0.0606 | 43.6
Kiltan | 12 | Dec | NE monsoon / winter | 31 | 744 | 3.64 | 3.73 | 1.8 | 4.09 | 59.1 | 25 | 0.097 | 0.0873 | 65
Kadmat | 1 | Jan | NE monsoon / winter | 31 | 744 | 3.9 | 4 | 1.8 | 4.39 | 73 | 10 | 0.1188 | 0.1069 | 79.5
Kadmat | 2 | Feb | NE monsoon / winter | 28 | 672 | 3.4 | 3.48 | 1.8 | 3.82 | 48.3 | 350 | 0.0791 | 0.0712 | 47.8
Kadmat | 3 | Mar | Pre-monsoon | 31 | 744 | 3 | 3.07 | 1.7 | 3.36 | 35.6 | 330 | 0.0567 | 0.0511 | 38
Kadmat | 4 | Apr | Pre-monsoon | 30 | 720 | 3.1 | 3.18 | 1.8 | 3.49 | 36.6 | 310 | 0.0588 | 0.0529 | 38.1
Kadmat | 5 | May | Pre-monsoon | 31 | 744 | 4.4 | 4.51 | 2 | 4.96 | 93.5 | 280 | 0.1537 | 0.1383 | 102.9
Kadmat | 6 | Jun | SW monsoon | 30 | 720 | 8.4 | 8.61 | 2.4 | 9.48 | 554.3 | 255 | 0.5505 | 0.4955 | 356.7
Kadmat | 7 | Jul | SW monsoon | 31 | 744 | 8.9 | 9.12 | 2.5 | 10.03 | 639.4 | 260 | 0.596 | 0.5364 | 399.1
Kadmat | 8 | Aug | SW monsoon | 31 | 744 | 8.1 | 8.3 | 2.4 | 9.14 | 497 | 275 | 0.5247 | 0.4722 | 351.3
Kadmat | 9 | Sep | SW monsoon | 30 | 720 | 6.6 | 6.76 | 2.2 | 7.45 | 288.8 | 290 | 0.3759 | 0.3383 | 243.6
Kadmat | 10 | Oct | Post-monsoon | 31 | 744 | 3 | 3.07 | 1.7 | 3.36 | 35.6 | 340 | 0.0567 | 0.0511 | 38
Kadmat | 11 | Nov | Post-monsoon | 30 | 720 | 3.2 | 3.28 | 1.8 | 3.6 | 40.3 | 20 | 0.0652 | 0.0587 | 42.3
Kadmat | 12 | Dec | NE monsoon / winter | 31 | 744 | 3.6 | 3.69 | 1.8 | 4.05 | 57.4 | 25 | 0.0942 | 0.0848 | 63.1
Perumal Par North | 1 | Jan | NE monsoon / winter | 31 | 744 | 4.06 | 4.16 | 1.8 | 4.56 | 82.1 | 10 | 0.1323 | 0.1191 | 88.6
Perumal Par North | 2 | Feb | NE monsoon / winter | 28 | 672 | 3.54 | 3.62 | 1.8 | 3.98 | 54.4 | 350 | 0.0892 | 0.0803 | 54
Perumal Par North | 3 | Mar | Pre-monsoon | 31 | 744 | 3.12 | 3.2 | 1.7 | 3.5 | 40 | 330 | 0.0644 | 0.058 | 43.1
Perumal Par North | 4 | Apr | Pre-monsoon | 30 | 720 | 3.22 | 3.3 | 1.8 | 3.63 | 41.2 | 310 | 0.0668 | 0.0601 | 43.3
Perumal Par North | 5 | May | Pre-monsoon | 31 | 744 | 4.58 | 4.69 | 2 | 5.16 | 105.2 | 280 | 0.1707 | 0.1536 | 114.3
Perumal Par North | 6 | Jun | SW monsoon | 30 | 720 | 8.74 | 8.95 | 2.4 | 9.85 | 623.5 | 255 | 0.5778 | 0.52 | 374.4
Perumal Par North | 7 | Jul | SW monsoon | 31 | 744 | 9.26 | 9.49 | 2.5 | 10.43 | 719.3 | 260 | 0.6228 | 0.5605 | 417
Perumal Par North | 8 | Aug | SW monsoon | 31 | 744 | 8.42 | 8.63 | 2.4 | 9.5 | 559 | 275 | 0.5525 | 0.4973 | 370
Perumal Par North | 9 | Sep | SW monsoon | 30 | 720 | 6.86 | 7.03 | 2.2 | 7.75 | 324.8 | 290 | 0.4027 | 0.3624 | 261
Perumal Par North | 10 | Oct | Post-monsoon | 31 | 744 | 3.12 | 3.2 | 1.7 | 3.5 | 40 | 340 | 0.0644 | 0.058 | 43.1
Perumal Par North | 11 | Nov | Post-monsoon | 30 | 720 | 3.33 | 3.41 | 1.8 | 3.74 | 45.3 | 20 | 0.074 | 0.0666 | 47.9
Perumal Par North | 12 | Dec | NE monsoon / winter | 31 | 744 | 3.74 | 3.84 | 1.8 | 4.21 | 64.6 | 25 | 0.1057 | 0.0951 | 70.8
Perumal Par Middle | 1 | Jan | NE monsoon / winter | 31 | 744 | 4.06 | 4.16 | 1.8 | 4.56 | 82.1 | 10 | 0.1323 | 0.1191 | 88.6
Perumal Par Middle | 2 | Feb | NE monsoon / winter | 28 | 672 | 3.54 | 3.62 | 1.8 | 3.98 | 54.4 | 350 | 0.0892 | 0.0803 | 54
Perumal Par Middle | 3 | Mar | Pre-monsoon | 31 | 744 | 3.12 | 3.2 | 1.7 | 3.5 | 40 | 330 | 0.0644 | 0.058 | 43.1
Perumal Par Middle | 4 | Apr | Pre-monsoon | 30 | 720 | 3.22 | 3.3 | 1.8 | 3.63 | 41.2 | 310 | 0.0668 | 0.0601 | 43.3
Perumal Par Middle | 5 | May | Pre-monsoon | 31 | 744 | 4.58 | 4.69 | 2 | 5.16 | 105.2 | 280 | 0.1707 | 0.1536 | 114.3
Perumal Par Middle | 6 | Jun | SW monsoon | 30 | 720 | 8.74 | 8.95 | 2.4 | 9.85 | 623.5 | 255 | 0.5778 | 0.52 | 374.4
Perumal Par Middle | 7 | Jul | SW monsoon | 31 | 744 | 9.26 | 9.49 | 2.5 | 10.43 | 719.3 | 260 | 0.6228 | 0.5605 | 417
Perumal Par Middle | 8 | Aug | SW monsoon | 31 | 744 | 8.42 | 8.63 | 2.4 | 9.5 | 559 | 275 | 0.5525 | 0.4973 | 370
Perumal Par Middle | 9 | Sep | SW monsoon | 30 | 720 | 6.86 | 7.03 | 2.2 | 7.75 | 324.8 | 290 | 0.4027 | 0.3624 | 261
Perumal Par Middle | 10 | Oct | Post-monsoon | 31 | 744 | 3.12 | 3.2 | 1.7 | 3.5 | 40 | 340 | 0.0644 | 0.058 | 43.1
Perumal Par Middle | 11 | Nov | Post-monsoon | 30 | 720 | 3.33 | 3.41 | 1.8 | 3.74 | 45.3 | 20 | 0.074 | 0.0666 | 47.9
Perumal Par Middle | 12 | Dec | NE monsoon / winter | 31 | 744 | 3.74 | 3.84 | 1.8 | 4.21 | 64.6 | 25 | 0.1057 | 0.0951 | 70.8
Perumal Par South | 1 | Jan | NE monsoon / winter | 31 | 744 | 4.06 | 4.16 | 1.8 | 4.56 | 82.1 | 10 | 0.1323 | 0.1191 | 88.6
Perumal Par South | 2 | Feb | NE monsoon / winter | 28 | 672 | 3.54 | 3.62 | 1.8 | 3.98 | 54.4 | 350 | 0.0892 | 0.0803 | 54
Perumal Par South | 3 | Mar | Pre-monsoon | 31 | 744 | 3.12 | 3.2 | 1.7 | 3.5 | 40 | 330 | 0.0644 | 0.058 | 43.1
Perumal Par South | 4 | Apr | Pre-monsoon | 30 | 720 | 3.22 | 3.3 | 1.8 | 3.63 | 41.2 | 310 | 0.0668 | 0.0601 | 43.3
Perumal Par South | 5 | May | Pre-monsoon | 31 | 744 | 4.58 | 4.69 | 2 | 5.16 | 105.2 | 280 | 0.1707 | 0.1536 | 114.3
Perumal Par South | 6 | Jun | SW monsoon | 30 | 720 | 8.74 | 8.95 | 2.4 | 9.85 | 623.5 | 255 | 0.5778 | 0.52 | 374.4
Perumal Par South | 7 | Jul | SW monsoon | 31 | 744 | 9.26 | 9.49 | 2.5 | 10.43 | 719.3 | 260 | 0.6228 | 0.5605 | 417
Perumal Par South | 8 | Aug | SW monsoon | 31 | 744 | 8.42 | 8.63 | 2.4 | 9.5 | 559 | 275 | 0.5525 | 0.4973 | 370
Perumal Par South | 9 | Sep | SW monsoon | 30 | 720 | 6.86 | 7.03 | 2.2 | 7.75 | 324.8 | 290 | 0.4027 | 0.3624 | 261
Perumal Par South | 10 | Oct | Post-monsoon | 31 | 744 | 3.12 | 3.2 | 1.7 | 3.5 | 40 | 340 | 0.0644 | 0.058 | 43.1
Perumal Par South | 11 | Nov | Post-monsoon | 30 | 720 | 3.33 | 3.41 | 1.8 | 3.74 | 45.3 | 20 | 0.074 | 0.0666 | 47.9
Perumal Par South | 12 | Dec | NE monsoon / winter | 31 | 744 | 3.74 | 3.84 | 1.8 | 4.21 | 64.6 | 25 | 0.1057 | 0.0951 | 70.8
Amini | 1 | Jan | NE monsoon / winter | 31 | 744 | 3.86 | 3.96 | 1.8 | 4.34 | 70.8 | 10 | 0.1154 | 0.1039 | 77.3
Amini | 2 | Feb | NE monsoon / winter | 28 | 672 | 3.37 | 3.45 | 1.8 | 3.79 | 46.9 | 350 | 0.0767 | 0.069 | 46.4
Amini | 3 | Mar | Pre-monsoon | 31 | 744 | 2.97 | 3.04 | 1.7 | 3.33 | 34.5 | 330 | 0.0549 | 0.0494 | 36.8
Amini | 4 | Apr | Pre-monsoon | 30 | 720 | 3.07 | 3.15 | 1.8 | 3.45 | 35.6 | 310 | 0.0568 | 0.0511 | 36.8
Amini | 5 | May | Pre-monsoon | 31 | 744 | 4.36 | 4.46 | 2 | 4.92 | 90.8 | 280 | 0.1496 | 0.1346 | 100.1
Amini | 6 | Jun | SW monsoon | 30 | 720 | 8.32 | 8.52 | 2.4 | 9.38 | 537.8 | 255 | 0.5434 | 0.4891 | 352.2
Amini | 7 | Jul | SW monsoon | 31 | 744 | 8.81 | 9.03 | 2.5 | 9.93 | 620.4 | 260 | 0.589 | 0.5301 | 394.4
Amini | 8 | Aug | SW monsoon | 31 | 744 | 8.02 | 8.22 | 2.4 | 9.05 | 482.2 | 275 | 0.5175 | 0.4657 | 346.5
Amini | 9 | Sep | SW monsoon | 30 | 720 | 6.53 | 6.7 | 2.2 | 7.38 | 280.2 | 290 | 0.369 | 0.3321 | 239.1
Amini | 10 | Oct | Post-monsoon | 31 | 744 | 2.97 | 3.04 | 1.7 | 3.33 | 34.5 | 340 | 0.0549 | 0.0494 | 36.8
Amini | 11 | Nov | Post-monsoon | 30 | 720 | 3.17 | 3.25 | 1.8 | 3.56 | 39.1 | 20 | 0.0631 | 0.0568 | 40.9
Amini | 12 | Dec | NE monsoon / winter | 31 | 744 | 3.56 | 3.65 | 1.8 | 4.01 | 55.7 | 25 | 0.0914 | 0.0822 | 61.2
Parali I (eroded 2017) | 1 | Jan | NE monsoon / winter | 31 | 744 | 3.98 | 4.08 | 1.8 | 4.47 | 77.4 | 10 | 0.1255 | 0.1129 | 84
Parali I (eroded 2017) | 2 | Feb | NE monsoon / winter | 28 | 672 | 3.47 | 3.55 | 1.8 | 3.9 | 51.3 | 350 | 0.0841 | 0.0757 | 50.9
Parali I (eroded 2017) | 3 | Mar | Pre-monsoon | 31 | 744 | 3.06 | 3.14 | 1.7 | 3.43 | 37.8 | 330 | 0.0605 | 0.0545 | 40.5
Parali I (eroded 2017) | 4 | Apr | Pre-monsoon | 30 | 720 | 3.16 | 3.24 | 1.8 | 3.56 | 38.9 | 310 | 0.0627 | 0.0565 | 40.6
Parali I (eroded 2017) | 5 | May | Pre-monsoon | 31 | 744 | 4.49 | 4.6 | 2 | 5.06 | 99.3 | 280 | 0.1621 | 0.1459 | 108.6
Parali I (eroded 2017) | 6 | Jun | SW monsoon | 30 | 720 | 8.57 | 8.78 | 2.4 | 9.67 | 588.2 | 255 | 0.5644 | 0.5079 | 365.7
Parali I (eroded 2017) | 7 | Jul | SW monsoon | 31 | 744 | 9.08 | 9.3 | 2.5 | 10.23 | 678.6 | 260 | 0.6097 | 0.5487 | 408.2
Parali I (eroded 2017) | 8 | Aug | SW monsoon | 31 | 744 | 8.26 | 8.47 | 2.4 | 9.32 | 527.4 | 275 | 0.5388 | 0.4849 | 360.8
Parali I (eroded 2017) | 9 | Sep | SW monsoon | 30 | 720 | 6.73 | 6.9 | 2.2 | 7.6 | 306.5 | 290 | 0.3894 | 0.3504 | 252.3
Parali I (eroded 2017) | 10 | Oct | Post-monsoon | 31 | 744 | 3.06 | 3.14 | 1.7 | 3.43 | 37.8 | 340 | 0.0605 | 0.0545 | 40.5
Parali I (eroded 2017) | 11 | Nov | Post-monsoon | 30 | 720 | 3.26 | 3.35 | 1.8 | 3.67 | 42.8 | 20 | 0.0695 | 0.0626 | 45.1
Parali I (eroded 2017) | 12 | Dec | NE monsoon / winter | 31 | 744 | 3.67 | 3.76 | 1.8 | 4.13 | 60.9 | 25 | 0.0999 | 0.0899 | 66.9
Parali II | 1 | Jan | NE monsoon / winter | 31 | 744 | 3.98 | 4.08 | 1.8 | 4.47 | 77.4 | 10 | 0.1255 | 0.1129 | 84
Parali II | 2 | Feb | NE monsoon / winter | 28 | 672 | 3.47 | 3.55 | 1.8 | 3.9 | 51.3 | 350 | 0.0841 | 0.0757 | 50.9
Parali II | 3 | Mar | Pre-monsoon | 31 | 744 | 3.06 | 3.14 | 1.7 | 3.43 | 37.8 | 330 | 0.0605 | 0.0545 | 40.5
Parali II | 4 | Apr | Pre-monsoon | 30 | 720 | 3.16 | 3.24 | 1.8 | 3.56 | 38.9 | 310 | 0.0627 | 0.0565 | 40.6
Parali II | 5 | May | Pre-monsoon | 31 | 744 | 4.49 | 4.6 | 2 | 5.06 | 99.3 | 280 | 0.1621 | 0.1459 | 108.6
Parali II | 6 | Jun | SW monsoon | 30 | 720 | 8.57 | 8.78 | 2.4 | 9.67 | 588.2 | 255 | 0.5644 | 0.5079 | 365.7
Parali II | 7 | Jul | SW monsoon | 31 | 744 | 9.08 | 9.3 | 2.5 | 10.23 | 678.6 | 260 | 0.6097 | 0.5487 | 408.2
Parali II | 8 | Aug | SW monsoon | 31 | 744 | 8.26 | 8.47 | 2.4 | 9.32 | 527.4 | 275 | 0.5388 | 0.4849 | 360.8
Parali II | 9 | Sep | SW monsoon | 30 | 720 | 6.73 | 6.9 | 2.2 | 7.6 | 306.5 | 290 | 0.3894 | 0.3504 | 252.3
Parali II | 10 | Oct | Post-monsoon | 31 | 744 | 3.06 | 3.14 | 1.7 | 3.43 | 37.8 | 340 | 0.0605 | 0.0545 | 40.5
Parali II | 11 | Nov | Post-monsoon | 30 | 720 | 3.26 | 3.35 | 1.8 | 3.67 | 42.8 | 20 | 0.0695 | 0.0626 | 45.1
Parali II | 12 | Dec | NE monsoon / winter | 31 | 744 | 3.67 | 3.76 | 1.8 | 4.13 | 60.9 | 25 | 0.0999 | 0.0899 | 66.9
Parali III | 1 | Jan | NE monsoon / winter | 31 | 744 | 3.98 | 4.08 | 1.8 | 4.47 | 77.4 | 10 | 0.1255 | 0.1129 | 84
Parali III | 2 | Feb | NE monsoon / winter | 28 | 672 | 3.47 | 3.55 | 1.8 | 3.9 | 51.3 | 350 | 0.0841 | 0.0757 | 50.9
Parali III | 3 | Mar | Pre-monsoon | 31 | 744 | 3.06 | 3.14 | 1.7 | 3.43 | 37.8 | 330 | 0.0605 | 0.0545 | 40.5
Parali III | 4 | Apr | Pre-monsoon | 30 | 720 | 3.16 | 3.24 | 1.8 | 3.56 | 38.9 | 310 | 0.0627 | 0.0565 | 40.6
Parali III | 5 | May | Pre-monsoon | 31 | 744 | 4.49 | 4.6 | 2 | 5.06 | 99.3 | 280 | 0.1621 | 0.1459 | 108.6
Parali III | 6 | Jun | SW monsoon | 30 | 720 | 8.57 | 8.78 | 2.4 | 9.67 | 588.2 | 255 | 0.5644 | 0.5079 | 365.7
Parali III | 7 | Jul | SW monsoon | 31 | 744 | 9.08 | 9.3 | 2.5 | 10.23 | 678.6 | 260 | 0.6097 | 0.5487 | 408.2
Parali III | 8 | Aug | SW monsoon | 31 | 744 | 8.26 | 8.47 | 2.4 | 9.32 | 527.4 | 275 | 0.5388 | 0.4849 | 360.8
Parali III | 9 | Sep | SW monsoon | 30 | 720 | 6.73 | 6.9 | 2.2 | 7.6 | 306.5 | 290 | 0.3894 | 0.3504 | 252.3
Parali III | 10 | Oct | Post-monsoon | 31 | 744 | 3.06 | 3.14 | 1.7 | 3.43 | 37.8 | 340 | 0.0605 | 0.0545 | 40.5
Parali III | 11 | Nov | Post-monsoon | 30 | 720 | 3.26 | 3.35 | 1.8 | 3.67 | 42.8 | 20 | 0.0695 | 0.0626 | 45.1
Parali III | 12 | Dec | NE monsoon / winter | 31 | 744 | 3.67 | 3.76 | 1.8 | 4.13 | 60.9 | 25 | 0.0999 | 0.0899 | 66.9
Thinnakara | 1 | Jan | NE monsoon / winter | 31 | 744 | 3.98 | 4.08 | 1.8 | 4.47 | 77.4 | 10 | 0.1255 | 0.1129 | 84
Thinnakara | 2 | Feb | NE monsoon / winter | 28 | 672 | 3.47 | 3.55 | 1.8 | 3.9 | 51.3 | 350 | 0.0841 | 0.0757 | 50.9
Thinnakara | 3 | Mar | Pre-monsoon | 31 | 744 | 3.06 | 3.14 | 1.7 | 3.43 | 37.8 | 330 | 0.0605 | 0.0545 | 40.5
Thinnakara | 4 | Apr | Pre-monsoon | 30 | 720 | 3.16 | 3.24 | 1.8 | 3.56 | 38.9 | 310 | 0.0627 | 0.0565 | 40.6
Thinnakara | 5 | May | Pre-monsoon | 31 | 744 | 4.49 | 4.6 | 2 | 5.06 | 99.3 | 280 | 0.1621 | 0.1459 | 108.6
Thinnakara | 6 | Jun | SW monsoon | 30 | 720 | 8.57 | 8.78 | 2.4 | 9.67 | 588.2 | 255 | 0.5644 | 0.5079 | 365.7
Thinnakara | 7 | Jul | SW monsoon | 31 | 744 | 9.08 | 9.3 | 2.5 | 10.23 | 678.6 | 260 | 0.6097 | 0.5487 | 408.2
Thinnakara | 8 | Aug | SW monsoon | 31 | 744 | 8.26 | 8.47 | 2.4 | 9.32 | 527.4 | 275 | 0.5388 | 0.4849 | 360.8
Thinnakara | 9 | Sep | SW monsoon | 30 | 720 | 6.73 | 6.9 | 2.2 | 7.6 | 306.5 | 290 | 0.3894 | 0.3504 | 252.3
Thinnakara | 10 | Oct | Post-monsoon | 31 | 744 | 3.06 | 3.14 | 1.7 | 3.43 | 37.8 | 340 | 0.0605 | 0.0545 | 40.5
Thinnakara | 11 | Nov | Post-monsoon | 30 | 720 | 3.26 | 3.35 | 1.8 | 3.67 | 42.8 | 20 | 0.0695 | 0.0626 | 45.1
Thinnakara | 12 | Dec | NE monsoon / winter | 31 | 744 | 3.67 | 3.76 | 1.8 | 4.13 | 60.9 | 25 | 0.0999 | 0.0899 | 66.9
Bangaram | 1 | Jan | NE monsoon / winter | 31 | 744 | 3.98 | 4.08 | 1.8 | 4.47 | 77.4 | 10 | 0.1255 | 0.1129 | 84
Bangaram | 2 | Feb | NE monsoon / winter | 28 | 672 | 3.47 | 3.55 | 1.8 | 3.9 | 51.3 | 350 | 0.0841 | 0.0757 | 50.9
Bangaram | 3 | Mar | Pre-monsoon | 31 | 744 | 3.06 | 3.14 | 1.7 | 3.43 | 37.8 | 330 | 0.0605 | 0.0545 | 40.5
Bangaram | 4 | Apr | Pre-monsoon | 30 | 720 | 3.16 | 3.24 | 1.8 | 3.56 | 38.9 | 310 | 0.0627 | 0.0565 | 40.6
Bangaram | 5 | May | Pre-monsoon | 31 | 744 | 4.49 | 4.6 | 2 | 5.06 | 99.3 | 280 | 0.1621 | 0.1459 | 108.6
Bangaram | 6 | Jun | SW monsoon | 30 | 720 | 8.57 | 8.78 | 2.4 | 9.67 | 588.2 | 255 | 0.5644 | 0.5079 | 365.7
Bangaram | 7 | Jul | SW monsoon | 31 | 744 | 9.08 | 9.3 | 2.5 | 10.23 | 678.6 | 260 | 0.6097 | 0.5487 | 408.2
Bangaram | 8 | Aug | SW monsoon | 31 | 744 | 8.26 | 8.47 | 2.4 | 9.32 | 527.4 | 275 | 0.5388 | 0.4849 | 360.8
Bangaram | 9 | Sep | SW monsoon | 30 | 720 | 6.73 | 6.9 | 2.2 | 7.6 | 306.5 | 290 | 0.3894 | 0.3504 | 252.3
Bangaram | 10 | Oct | Post-monsoon | 31 | 744 | 3.06 | 3.14 | 1.7 | 3.43 | 37.8 | 340 | 0.0605 | 0.0545 | 40.5
Bangaram | 11 | Nov | Post-monsoon | 30 | 720 | 3.26 | 3.35 | 1.8 | 3.67 | 42.8 | 20 | 0.0695 | 0.0626 | 45.1
Bangaram | 12 | Dec | NE monsoon / winter | 31 | 744 | 3.67 | 3.76 | 1.8 | 4.13 | 60.9 | 25 | 0.0999 | 0.0899 | 66.9
South Bangaram Cay | 1 | Jan | NE monsoon / winter | 31 | 744 | 3.98 | 4.08 | 1.8 | 4.47 | 77.4 | 10 | 0.1255 | 0.1129 | 84
South Bangaram Cay | 2 | Feb | NE monsoon / winter | 28 | 672 | 3.47 | 3.55 | 1.8 | 3.9 | 51.3 | 350 | 0.0841 | 0.0757 | 50.9
South Bangaram Cay | 3 | Mar | Pre-monsoon | 31 | 744 | 3.06 | 3.14 | 1.7 | 3.43 | 37.8 | 330 | 0.0605 | 0.0545 | 40.5
South Bangaram Cay | 4 | Apr | Pre-monsoon | 30 | 720 | 3.16 | 3.24 | 1.8 | 3.56 | 38.9 | 310 | 0.0627 | 0.0565 | 40.6
South Bangaram Cay | 5 | May | Pre-monsoon | 31 | 744 | 4.49 | 4.6 | 2 | 5.06 | 99.3 | 280 | 0.1621 | 0.1459 | 108.6
South Bangaram Cay | 6 | Jun | SW monsoon | 30 | 720 | 8.57 | 8.78 | 2.4 | 9.67 | 588.2 | 255 | 0.5644 | 0.5079 | 365.7
South Bangaram Cay | 7 | Jul | SW monsoon | 31 | 744 | 9.08 | 9.3 | 2.5 | 10.23 | 678.6 | 260 | 0.6097 | 0.5487 | 408.2
South Bangaram Cay | 8 | Aug | SW monsoon | 31 | 744 | 8.26 | 8.47 | 2.4 | 9.32 | 527.4 | 275 | 0.5388 | 0.4849 | 360.8
South Bangaram Cay | 9 | Sep | SW monsoon | 30 | 720 | 6.73 | 6.9 | 2.2 | 7.6 | 306.5 | 290 | 0.3894 | 0.3504 | 252.3
South Bangaram Cay | 10 | Oct | Post-monsoon | 31 | 744 | 3.06 | 3.14 | 1.7 | 3.43 | 37.8 | 340 | 0.0605 | 0.0545 | 40.5
South Bangaram Cay | 11 | Nov | Post-monsoon | 30 | 720 | 3.26 | 3.35 | 1.8 | 3.67 | 42.8 | 20 | 0.0695 | 0.0626 | 45.1
South Bangaram Cay | 12 | Dec | NE monsoon / winter | 31 | 744 | 3.67 | 3.76 | 1.8 | 4.13 | 60.9 | 25 | 0.0999 | 0.0899 | 66.9
Kalpitti | 1 | Jan | NE monsoon / winter | 31 | 744 | 3.98 | 4.08 | 1.8 | 4.47 | 77.4 | 10 | 0.1255 | 0.1129 | 84
Kalpitti | 2 | Feb | NE monsoon / winter | 28 | 672 | 3.47 | 3.55 | 1.8 | 3.9 | 51.3 | 350 | 0.0841 | 0.0757 | 50.9
Kalpitti | 3 | Mar | Pre-monsoon | 31 | 744 | 3.06 | 3.14 | 1.7 | 3.43 | 37.8 | 330 | 0.0605 | 0.0545 | 40.5
Kalpitti | 4 | Apr | Pre-monsoon | 30 | 720 | 3.16 | 3.24 | 1.8 | 3.56 | 38.9 | 310 | 0.0627 | 0.0565 | 40.6
Kalpitti | 5 | May | Pre-monsoon | 31 | 744 | 4.49 | 4.6 | 2 | 5.06 | 99.3 | 280 | 0.1621 | 0.1459 | 108.6
Kalpitti | 6 | Jun | SW monsoon | 30 | 720 | 8.57 | 8.78 | 2.4 | 9.67 | 588.2 | 255 | 0.5644 | 0.5079 | 365.7
Kalpitti | 7 | Jul | SW monsoon | 31 | 744 | 9.08 | 9.3 | 2.5 | 10.23 | 678.6 | 260 | 0.6097 | 0.5487 | 408.2
Kalpitti | 8 | Aug | SW monsoon | 31 | 744 | 8.26 | 8.47 | 2.4 | 9.32 | 527.4 | 275 | 0.5388 | 0.4849 | 360.8
Kalpitti | 9 | Sep | SW monsoon | 30 | 720 | 6.73 | 6.9 | 2.2 | 7.6 | 306.5 | 290 | 0.3894 | 0.3504 | 252.3
Kalpitti | 10 | Oct | Post-monsoon | 31 | 744 | 3.06 | 3.14 | 1.7 | 3.43 | 37.8 | 340 | 0.0605 | 0.0545 | 40.5
Kalpitti | 11 | Nov | Post-monsoon | 30 | 720 | 3.26 | 3.35 | 1.8 | 3.67 | 42.8 | 20 | 0.0695 | 0.0626 | 45.1
Kalpitti | 12 | Dec | NE monsoon / winter | 31 | 744 | 3.67 | 3.76 | 1.8 | 4.13 | 60.9 | 25 | 0.0999 | 0.0899 | 66.9
Agatti | 1 | Jan | NE monsoon / winter | 31 | 744 | 3.98 | 4.08 | 1.8 | 4.47 | 77.4 | 10 | 0.1255 | 0.1129 | 84
Agatti | 2 | Feb | NE monsoon / winter | 28 | 672 | 3.47 | 3.55 | 1.8 | 3.9 | 51.3 | 350 | 0.0841 | 0.0757 | 50.9
Agatti | 3 | Mar | Pre-monsoon | 31 | 744 | 3.06 | 3.14 | 1.7 | 3.43 | 37.8 | 330 | 0.0605 | 0.0545 | 40.5
Agatti | 4 | Apr | Pre-monsoon | 30 | 720 | 3.16 | 3.24 | 1.8 | 3.56 | 38.9 | 310 | 0.0627 | 0.0565 | 40.6
Agatti | 5 | May | Pre-monsoon | 31 | 744 | 4.49 | 4.6 | 2 | 5.06 | 99.3 | 280 | 0.1621 | 0.1459 | 108.6
Agatti | 6 | Jun | SW monsoon | 30 | 720 | 8.57 | 8.78 | 2.4 | 9.67 | 588.2 | 255 | 0.5644 | 0.5079 | 365.7
Agatti | 7 | Jul | SW monsoon | 31 | 744 | 9.08 | 9.3 | 2.5 | 10.23 | 678.6 | 260 | 0.6097 | 0.5487 | 408.2
Agatti | 8 | Aug | SW monsoon | 31 | 744 | 8.26 | 8.47 | 2.4 | 9.32 | 527.4 | 275 | 0.5388 | 0.4849 | 360.8
Agatti | 9 | Sep | SW monsoon | 30 | 720 | 6.73 | 6.9 | 2.2 | 7.6 | 306.5 | 290 | 0.3894 | 0.3504 | 252.3
Agatti | 10 | Oct | Post-monsoon | 31 | 744 | 3.06 | 3.14 | 1.7 | 3.43 | 37.8 | 340 | 0.0605 | 0.0545 | 40.5
Agatti | 11 | Nov | Post-monsoon | 30 | 720 | 3.26 | 3.35 | 1.8 | 3.67 | 42.8 | 20 | 0.0695 | 0.0626 | 45.1
Agatti | 12 | Dec | NE monsoon / winter | 31 | 744 | 3.67 | 3.76 | 1.8 | 4.13 | 60.9 | 25 | 0.0999 | 0.0899 | 66.9
Pitti (Bird Island) | 1 | Jan | NE monsoon / winter | 31 | 744 | 3.98 | 4.08 | 1.8 | 4.47 | 77.4 | 10 | 0.1255 | 0.1129 | 84
Pitti (Bird Island) | 2 | Feb | NE monsoon / winter | 28 | 672 | 3.47 | 3.55 | 1.8 | 3.9 | 51.3 | 350 | 0.0841 | 0.0757 | 50.9
Pitti (Bird Island) | 3 | Mar | Pre-monsoon | 31 | 744 | 3.06 | 3.14 | 1.7 | 3.43 | 37.8 | 330 | 0.0605 | 0.0545 | 40.5
Pitti (Bird Island) | 4 | Apr | Pre-monsoon | 30 | 720 | 3.16 | 3.24 | 1.8 | 3.56 | 38.9 | 310 | 0.0627 | 0.0565 | 40.6
Pitti (Bird Island) | 5 | May | Pre-monsoon | 31 | 744 | 4.49 | 4.6 | 2 | 5.06 | 99.3 | 280 | 0.1621 | 0.1459 | 108.6
Pitti (Bird Island) | 6 | Jun | SW monsoon | 30 | 720 | 8.57 | 8.78 | 2.4 | 9.67 | 588.2 | 255 | 0.5644 | 0.5079 | 365.7
Pitti (Bird Island) | 7 | Jul | SW monsoon | 31 | 744 | 9.08 | 9.3 | 2.5 | 10.23 | 678.6 | 260 | 0.6097 | 0.5487 | 408.2
Pitti (Bird Island) | 8 | Aug | SW monsoon | 31 | 744 | 8.26 | 8.47 | 2.4 | 9.32 | 527.4 | 275 | 0.5388 | 0.4849 | 360.8
Pitti (Bird Island) | 9 | Sep | SW monsoon | 30 | 720 | 6.73 | 6.9 | 2.2 | 7.6 | 306.5 | 290 | 0.3894 | 0.3504 | 252.3
Pitti (Bird Island) | 10 | Oct | Post-monsoon | 31 | 744 | 3.06 | 3.14 | 1.7 | 3.43 | 37.8 | 340 | 0.0605 | 0.0545 | 40.5
Pitti (Bird Island) | 11 | Nov | Post-monsoon | 30 | 720 | 3.26 | 3.35 | 1.8 | 3.67 | 42.8 | 20 | 0.0695 | 0.0626 | 45.1
Pitti (Bird Island) | 12 | Dec | NE monsoon / winter | 31 | 744 | 3.67 | 3.76 | 1.8 | 4.13 | 60.9 | 25 | 0.0999 | 0.0899 | 66.9
Andrott | 1 | Jan | NE monsoon / winter | 31 | 744 | 3.82 | 3.92 | 1.8 | 4.3 | 68.7 | 10 | 0.1122 | 0.1009 | 75.1
Andrott | 2 | Feb | NE monsoon / winter | 28 | 672 | 3.33 | 3.41 | 1.8 | 3.75 | 45.5 | 350 | 0.0742 | 0.0668 | 44.9
Andrott | 3 | Mar | Pre-monsoon | 31 | 744 | 2.94 | 3.01 | 1.7 | 3.3 | 33.5 | 330 | 0.0531 | 0.0478 | 35.5
Andrott | 4 | Apr | Pre-monsoon | 30 | 720 | 3.04 | 3.11 | 1.8 | 3.42 | 34.5 | 310 | 0.0549 | 0.0494 | 35.6
Andrott | 5 | May | Pre-monsoon | 31 | 744 | 4.31 | 4.42 | 2 | 4.87 | 88 | 280 | 0.1454 | 0.1309 | 97.4
Andrott | 6 | Jun | SW monsoon | 30 | 720 | 8.23 | 8.44 | 2.4 | 9.29 | 521.7 | 255 | 0.5362 | 0.4826 | 347.5
Andrott | 7 | Jul | SW monsoon | 31 | 744 | 8.72 | 8.94 | 2.5 | 9.83 | 601.8 | 260 | 0.5819 | 0.5237 | 389.6
Andrott | 8 | Aug | SW monsoon | 31 | 744 | 7.94 | 8.14 | 2.4 | 8.95 | 467.8 | 275 | 0.5101 | 0.4591 | 341.6
Andrott | 9 | Sep | SW monsoon | 30 | 720 | 6.47 | 6.63 | 2.2 | 7.3 | 271.8 | 290 | 0.3622 | 0.326 | 234.7
Andrott | 10 | Oct | Post-monsoon | 31 | 744 | 2.94 | 3.01 | 1.7 | 3.3 | 33.5 | 340 | 0.0531 | 0.0478 | 35.5
Andrott | 11 | Nov | Post-monsoon | 30 | 720 | 3.14 | 3.21 | 1.8 | 3.53 | 37.9 | 20 | 0.061 | 0.0549 | 39.6
Andrott | 12 | Dec | NE monsoon / winter | 31 | 744 | 3.53 | 3.62 | 1.8 | 3.97 | 54 | 25 | 0.0886 | 0.0798 | 59.3
Kavaratti | 1 | Jan | NE monsoon / winter | 31 | 744 | 3.78 | 3.88 | 1.8 | 4.25 | 66.6 | 10 | 0.1089 | 0.098 | 72.9
Kavaratti | 2 | Feb | NE monsoon / winter | 28 | 672 | 3.3 | 3.38 | 1.8 | 3.71 | 44.1 | 350 | 0.0719 | 0.0647 | 43.5
Kavaratti | 3 | Mar | Pre-monsoon | 31 | 744 | 2.91 | 2.98 | 1.7 | 3.26 | 32.5 | 330 | 0.0513 | 0.0462 | 34.3
Kavaratti | 4 | Apr | Pre-monsoon | 30 | 720 | 3.01 | 3.08 | 1.8 | 3.38 | 33.4 | 310 | 0.053 | 0.0477 | 34.4
Kavaratti | 5 | May | Pre-monsoon | 31 | 744 | 4.27 | 4.37 | 2 | 4.82 | 85.4 | 280 | 0.1414 | 0.1272 | 94.7
Kavaratti | 6 | Jun | SW monsoon | 30 | 720 | 8.15 | 8.35 | 2.4 | 9.19 | 505.9 | 255 | 0.5289 | 0.476 | 342.7
Kavaratti | 7 | Jul | SW monsoon | 31 | 744 | 8.63 | 8.85 | 2.5 | 9.73 | 583.6 | 260 | 0.5746 | 0.5172 | 384.8
Kavaratti | 8 | Aug | SW monsoon | 31 | 744 | 7.86 | 8.05 | 2.4 | 8.86 | 453.6 | 275 | 0.5027 | 0.4524 | 336.6
Kavaratti | 9 | Sep | SW monsoon | 30 | 720 | 6.4 | 6.56 | 2.2 | 7.23 | 263.6 | 290 | 0.3553 | 0.3197 | 230.2
Kavaratti | 10 | Oct | Post-monsoon | 31 | 744 | 2.91 | 2.98 | 1.7 | 3.26 | 32.5 | 340 | 0.0513 | 0.0462 | 34.3
Kavaratti | 11 | Nov | Post-monsoon | 30 | 720 | 3.1 | 3.18 | 1.8 | 3.49 | 36.8 | 20 | 0.059 | 0.0531 | 38.2
Kavaratti | 12 | Dec | NE monsoon / winter | 31 | 744 | 3.49 | 3.58 | 1.8 | 3.93 | 52.4 | 25 | 0.0859 | 0.0773 | 57.5
Cheriyam | 1 | Jan | NE monsoon / winter | 31 | 744 | 3.9 | 4 | 1.8 | 4.39 | 73 | 10 | 0.1188 | 0.1069 | 79.5
Cheriyam | 2 | Feb | NE monsoon / winter | 28 | 672 | 3.4 | 3.48 | 1.8 | 3.82 | 48.3 | 350 | 0.0791 | 0.0712 | 47.8
Cheriyam | 3 | Mar | Pre-monsoon | 31 | 744 | 3 | 3.07 | 1.7 | 3.36 | 35.6 | 330 | 0.0567 | 0.0511 | 38
Cheriyam | 4 | Apr | Pre-monsoon | 30 | 720 | 3.1 | 3.18 | 1.8 | 3.49 | 36.6 | 310 | 0.0588 | 0.0529 | 38.1
Cheriyam | 5 | May | Pre-monsoon | 31 | 744 | 4.4 | 4.51 | 2 | 4.96 | 93.5 | 280 | 0.1537 | 0.1383 | 102.9
Cheriyam | 6 | Jun | SW monsoon | 30 | 720 | 8.4 | 8.61 | 2.4 | 9.48 | 554.3 | 255 | 0.5505 | 0.4955 | 356.7
Cheriyam | 7 | Jul | SW monsoon | 31 | 744 | 8.9 | 9.12 | 2.5 | 10.03 | 639.4 | 260 | 0.596 | 0.5364 | 399.1
Cheriyam | 8 | Aug | SW monsoon | 31 | 744 | 8.1 | 8.3 | 2.4 | 9.14 | 497 | 275 | 0.5247 | 0.4722 | 351.3
Cheriyam | 9 | Sep | SW monsoon | 30 | 720 | 6.6 | 6.76 | 2.2 | 7.45 | 288.8 | 290 | 0.3759 | 0.3383 | 243.6
Cheriyam | 10 | Oct | Post-monsoon | 31 | 744 | 3 | 3.07 | 1.7 | 3.36 | 35.6 | 340 | 0.0567 | 0.0511 | 38
Cheriyam | 11 | Nov | Post-monsoon | 30 | 720 | 3.2 | 3.28 | 1.8 | 3.6 | 40.3 | 20 | 0.0652 | 0.0587 | 42.3
Cheriyam | 12 | Dec | NE monsoon / winter | 31 | 744 | 3.6 | 3.69 | 1.8 | 4.05 | 57.4 | 25 | 0.0942 | 0.0848 | 63.1
Kodithala | 1 | Jan | NE monsoon / winter | 31 | 744 | 3.9 | 4 | 1.8 | 4.39 | 73 | 10 | 0.1188 | 0.1069 | 79.5
Kodithala | 2 | Feb | NE monsoon / winter | 28 | 672 | 3.4 | 3.48 | 1.8 | 3.82 | 48.3 | 350 | 0.0791 | 0.0712 | 47.8
Kodithala | 3 | Mar | Pre-monsoon | 31 | 744 | 3 | 3.07 | 1.7 | 3.36 | 35.6 | 330 | 0.0567 | 0.0511 | 38
Kodithala | 4 | Apr | Pre-monsoon | 30 | 720 | 3.1 | 3.18 | 1.8 | 3.49 | 36.6 | 310 | 0.0588 | 0.0529 | 38.1
Kodithala | 5 | May | Pre-monsoon | 31 | 744 | 4.4 | 4.51 | 2 | 4.96 | 93.5 | 280 | 0.1537 | 0.1383 | 102.9
Kodithala | 6 | Jun | SW monsoon | 30 | 720 | 8.4 | 8.61 | 2.4 | 9.48 | 554.3 | 255 | 0.5505 | 0.4955 | 356.7
Kodithala | 7 | Jul | SW monsoon | 31 | 744 | 8.9 | 9.12 | 2.5 | 10.03 | 639.4 | 260 | 0.596 | 0.5364 | 399.1
Kodithala | 8 | Aug | SW monsoon | 31 | 744 | 8.1 | 8.3 | 2.4 | 9.14 | 497 | 275 | 0.5247 | 0.4722 | 351.3
Kodithala | 9 | Sep | SW monsoon | 30 | 720 | 6.6 | 6.76 | 2.2 | 7.45 | 288.8 | 290 | 0.3759 | 0.3383 | 243.6
Kodithala | 10 | Oct | Post-monsoon | 31 | 744 | 3 | 3.07 | 1.7 | 3.36 | 35.6 | 340 | 0.0567 | 0.0511 | 38
Kodithala | 11 | Nov | Post-monsoon | 30 | 720 | 3.2 | 3.28 | 1.8 | 3.6 | 40.3 | 20 | 0.0652 | 0.0587 | 42.3
Kodithala | 12 | Dec | NE monsoon / winter | 31 | 744 | 3.6 | 3.69 | 1.8 | 4.05 | 57.4 | 25 | 0.0942 | 0.0848 | 63.1
Suheli Cheriyakara | 1 | Jan | NE monsoon / winter | 31 | 744 | 4.02 | 4.12 | 1.8 | 4.52 | 79.7 | 10 | 0.1289 | 0.116 | 86.3
Suheli Cheriyakara | 2 | Feb | NE monsoon / winter | 28 | 672 | 3.5 | 3.59 | 1.8 | 3.94 | 52.8 | 350 | 0.0867 | 0.078 | 52.4
Suheli Cheriyakara | 3 | Mar | Pre-monsoon | 31 | 744 | 3.09 | 3.17 | 1.7 | 3.46 | 38.9 | 330 | 0.0625 | 0.0562 | 41.8
Suheli Cheriyakara | 4 | Apr | Pre-monsoon | 30 | 720 | 3.19 | 3.27 | 1.8 | 3.59 | 40 | 310 | 0.0648 | 0.0583 | 42
Suheli Cheriyakara | 5 | May | Pre-monsoon | 31 | 744 | 4.53 | 4.64 | 2 | 5.11 | 102.2 | 280 | 0.1664 | 0.1497 | 111.4
Suheli Cheriyakara | 6 | Jun | SW monsoon | 30 | 720 | 8.65 | 8.87 | 2.4 | 9.76 | 605.7 | 255 | 0.5711 | 0.514 | 370.1
Suheli Cheriyakara | 7 | Jul | SW monsoon | 31 | 744 | 9.17 | 9.39 | 2.5 | 10.33 | 698.7 | 260 | 0.6163 | 0.5547 | 412.7
Suheli Cheriyakara | 8 | Aug | SW monsoon | 31 | 744 | 8.34 | 8.55 | 2.4 | 9.41 | 543.1 | 275 | 0.5457 | 0.4912 | 365.4
Suheli Cheriyakara | 9 | Sep | SW monsoon | 30 | 720 | 6.8 | 6.97 | 2.2 | 7.68 | 315.6 | 290 | 0.3961 | 0.3565 | 256.7
Suheli Cheriyakara | 10 | Oct | Post-monsoon | 31 | 744 | 3.09 | 3.17 | 1.7 | 3.46 | 38.9 | 340 | 0.0625 | 0.0562 | 41.8
Suheli Cheriyakara | 11 | Nov | Post-monsoon | 30 | 720 | 3.3 | 3.38 | 1.8 | 3.71 | 44 | 20 | 0.0717 | 0.0646 | 46.5
Suheli Cheriyakara | 12 | Dec | NE monsoon / winter | 31 | 744 | 3.71 | 3.8 | 1.8 | 4.17 | 62.7 | 25 | 0.1028 | 0.0925 | 68.8
Suheli Indira-Shastri Dweep | 1 | Jan | NE monsoon / winter | 31 | 744 | 4.02 | 4.12 | 1.8 | 4.52 | 79.7 | 10 | 0.1289 | 0.116 | 86.3
Suheli Indira-Shastri Dweep | 2 | Feb | NE monsoon / winter | 28 | 672 | 3.5 | 3.59 | 1.8 | 3.94 | 52.8 | 350 | 0.0867 | 0.078 | 52.4
Suheli Indira-Shastri Dweep | 3 | Mar | Pre-monsoon | 31 | 744 | 3.09 | 3.17 | 1.7 | 3.46 | 38.9 | 330 | 0.0625 | 0.0562 | 41.8
Suheli Indira-Shastri Dweep | 4 | Apr | Pre-monsoon | 30 | 720 | 3.19 | 3.27 | 1.8 | 3.59 | 40 | 310 | 0.0648 | 0.0583 | 42
Suheli Indira-Shastri Dweep | 5 | May | Pre-monsoon | 31 | 744 | 4.53 | 4.64 | 2 | 5.11 | 102.2 | 280 | 0.1664 | 0.1497 | 111.4
Suheli Indira-Shastri Dweep | 6 | Jun | SW monsoon | 30 | 720 | 8.65 | 8.87 | 2.4 | 9.76 | 605.7 | 255 | 0.5711 | 0.514 | 370.1
Suheli Indira-Shastri Dweep | 7 | Jul | SW monsoon | 31 | 744 | 9.17 | 9.39 | 2.5 | 10.33 | 698.7 | 260 | 0.6163 | 0.5547 | 412.7
Suheli Indira-Shastri Dweep | 8 | Aug | SW monsoon | 31 | 744 | 8.34 | 8.55 | 2.4 | 9.41 | 543.1 | 275 | 0.5457 | 0.4912 | 365.4
Suheli Indira-Shastri Dweep | 9 | Sep | SW monsoon | 30 | 720 | 6.8 | 6.97 | 2.2 | 7.68 | 315.6 | 290 | 0.3961 | 0.3565 | 256.7
Suheli Indira-Shastri Dweep | 10 | Oct | Post-monsoon | 31 | 744 | 3.09 | 3.17 | 1.7 | 3.46 | 38.9 | 340 | 0.0625 | 0.0562 | 41.8
Suheli Indira-Shastri Dweep | 11 | Nov | Post-monsoon | 30 | 720 | 3.3 | 3.38 | 1.8 | 3.71 | 44 | 20 | 0.0717 | 0.0646 | 46.5
Suheli Indira-Shastri Dweep | 12 | Dec | NE monsoon / winter | 31 | 744 | 3.71 | 3.8 | 1.8 | 4.17 | 62.7 | 25 | 0.1028 | 0.0925 | 68.8
Kalpeni | 1 | Jan | NE monsoon / winter | 31 | 744 | 3.86 | 3.96 | 1.8 | 4.34 | 70.8 | 10 | 0.1154 | 0.1039 | 77.3
Kalpeni | 2 | Feb | NE monsoon / winter | 28 | 672 | 3.37 | 3.45 | 1.8 | 3.79 | 46.9 | 350 | 0.0767 | 0.069 | 46.4
Kalpeni | 3 | Mar | Pre-monsoon | 31 | 744 | 2.97 | 3.04 | 1.7 | 3.33 | 34.5 | 330 | 0.0549 | 0.0494 | 36.8
Kalpeni | 4 | Apr | Pre-monsoon | 30 | 720 | 3.07 | 3.15 | 1.8 | 3.45 | 35.6 | 310 | 0.0568 | 0.0511 | 36.8
Kalpeni | 5 | May | Pre-monsoon | 31 | 744 | 4.36 | 4.46 | 2 | 4.92 | 90.8 | 280 | 0.1496 | 0.1346 | 100.1
Kalpeni | 6 | Jun | SW monsoon | 30 | 720 | 8.32 | 8.52 | 2.4 | 9.38 | 537.8 | 255 | 0.5434 | 0.4891 | 352.2
Kalpeni | 7 | Jul | SW monsoon | 31 | 744 | 8.81 | 9.03 | 2.5 | 9.93 | 620.4 | 260 | 0.589 | 0.5301 | 394.4
Kalpeni | 8 | Aug | SW monsoon | 31 | 744 | 8.02 | 8.22 | 2.4 | 9.05 | 482.2 | 275 | 0.5175 | 0.4657 | 346.5
Kalpeni | 9 | Sep | SW monsoon | 30 | 720 | 6.53 | 6.7 | 2.2 | 7.38 | 280.2 | 290 | 0.369 | 0.3321 | 239.1
Kalpeni | 10 | Oct | Post-monsoon | 31 | 744 | 2.97 | 3.04 | 1.7 | 3.33 | 34.5 | 340 | 0.0549 | 0.0494 | 36.8
Kalpeni | 11 | Nov | Post-monsoon | 30 | 720 | 3.17 | 3.25 | 1.8 | 3.56 | 39.1 | 20 | 0.0631 | 0.0568 | 40.9
Kalpeni | 12 | Dec | NE monsoon / winter | 31 | 744 | 3.56 | 3.65 | 1.8 | 4.01 | 55.7 | 25 | 0.0914 | 0.0822 | 61.2
Pitti (Kalpeni) | 1 | Jan | NE monsoon / winter | 31 | 744 | 3.9 | 4 | 1.8 | 4.39 | 73 | 10 | 0.1188 | 0.1069 | 79.5
Pitti (Kalpeni) | 2 | Feb | NE monsoon / winter | 28 | 672 | 3.4 | 3.48 | 1.8 | 3.82 | 48.3 | 350 | 0.0791 | 0.0712 | 47.8
Pitti (Kalpeni) | 3 | Mar | Pre-monsoon | 31 | 744 | 3 | 3.07 | 1.7 | 3.36 | 35.6 | 330 | 0.0567 | 0.0511 | 38
Pitti (Kalpeni) | 4 | Apr | Pre-monsoon | 30 | 720 | 3.1 | 3.18 | 1.8 | 3.49 | 36.6 | 310 | 0.0588 | 0.0529 | 38.1
Pitti (Kalpeni) | 5 | May | Pre-monsoon | 31 | 744 | 4.4 | 4.51 | 2 | 4.96 | 93.5 | 280 | 0.1537 | 0.1383 | 102.9
Pitti (Kalpeni) | 6 | Jun | SW monsoon | 30 | 720 | 8.4 | 8.61 | 2.4 | 9.48 | 554.3 | 255 | 0.5505 | 0.4955 | 356.7
Pitti (Kalpeni) | 7 | Jul | SW monsoon | 31 | 744 | 8.9 | 9.12 | 2.5 | 10.03 | 639.4 | 260 | 0.596 | 0.5364 | 399.1
Pitti (Kalpeni) | 8 | Aug | SW monsoon | 31 | 744 | 8.1 | 8.3 | 2.4 | 9.14 | 497 | 275 | 0.5247 | 0.4722 | 351.3
Pitti (Kalpeni) | 9 | Sep | SW monsoon | 30 | 720 | 6.6 | 6.76 | 2.2 | 7.45 | 288.8 | 290 | 0.3759 | 0.3383 | 243.6
Pitti (Kalpeni) | 10 | Oct | Post-monsoon | 31 | 744 | 3 | 3.07 | 1.7 | 3.36 | 35.6 | 340 | 0.0567 | 0.0511 | 38
Pitti (Kalpeni) | 11 | Nov | Post-monsoon | 30 | 720 | 3.2 | 3.28 | 1.8 | 3.6 | 40.3 | 20 | 0.0652 | 0.0587 | 42.3
Pitti (Kalpeni) | 12 | Dec | NE monsoon / winter | 31 | 744 | 3.6 | 3.69 | 1.8 | 4.05 | 57.4 | 25 | 0.0942 | 0.0848 | 63.1
Koomel | 1 | Jan | NE monsoon / winter | 31 | 744 | 3.9 | 4 | 1.8 | 4.39 | 73 | 10 | 0.1188 | 0.1069 | 79.5
Koomel | 2 | Feb | NE monsoon / winter | 28 | 672 | 3.4 | 3.48 | 1.8 | 3.82 | 48.3 | 350 | 0.0791 | 0.0712 | 47.8
Koomel | 3 | Mar | Pre-monsoon | 31 | 744 | 3 | 3.07 | 1.7 | 3.36 | 35.6 | 330 | 0.0567 | 0.0511 | 38
Koomel | 4 | Apr | Pre-monsoon | 30 | 720 | 3.1 | 3.18 | 1.8 | 3.49 | 36.6 | 310 | 0.0588 | 0.0529 | 38.1
Koomel | 5 | May | Pre-monsoon | 31 | 744 | 4.4 | 4.51 | 2 | 4.96 | 93.5 | 280 | 0.1537 | 0.1383 | 102.9
Koomel | 6 | Jun | SW monsoon | 30 | 720 | 8.4 | 8.61 | 2.4 | 9.48 | 554.3 | 255 | 0.5505 | 0.4955 | 356.7
Koomel | 7 | Jul | SW monsoon | 31 | 744 | 8.9 | 9.12 | 2.5 | 10.03 | 639.4 | 260 | 0.596 | 0.5364 | 399.1
Koomel | 8 | Aug | SW monsoon | 31 | 744 | 8.1 | 8.3 | 2.4 | 9.14 | 497 | 275 | 0.5247 | 0.4722 | 351.3
Koomel | 9 | Sep | SW monsoon | 30 | 720 | 6.6 | 6.76 | 2.2 | 7.45 | 288.8 | 290 | 0.3759 | 0.3383 | 243.6
Koomel | 10 | Oct | Post-monsoon | 31 | 744 | 3 | 3.07 | 1.7 | 3.36 | 35.6 | 340 | 0.0567 | 0.0511 | 38
Koomel | 11 | Nov | Post-monsoon | 30 | 720 | 3.2 | 3.28 | 1.8 | 3.6 | 40.3 | 20 | 0.0652 | 0.0587 | 42.3
Koomel | 12 | Dec | NE monsoon / winter | 31 | 744 | 3.6 | 3.69 | 1.8 | 4.05 | 57.4 | 25 | 0.0942 | 0.0848 | 63.1
Tilakkam East | 1 | Jan | NE monsoon / winter | 31 | 744 | 3.9 | 4 | 1.8 | 4.39 | 73 | 10 | 0.1188 | 0.1069 | 79.5
Tilakkam East | 2 | Feb | NE monsoon / winter | 28 | 672 | 3.4 | 3.48 | 1.8 | 3.82 | 48.3 | 350 | 0.0791 | 0.0712 | 47.8
Tilakkam East | 3 | Mar | Pre-monsoon | 31 | 744 | 3 | 3.07 | 1.7 | 3.36 | 35.6 | 330 | 0.0567 | 0.0511 | 38
Tilakkam East | 4 | Apr | Pre-monsoon | 30 | 720 | 3.1 | 3.18 | 1.8 | 3.49 | 36.6 | 310 | 0.0588 | 0.0529 | 38.1
Tilakkam East | 5 | May | Pre-monsoon | 31 | 744 | 4.4 | 4.51 | 2 | 4.96 | 93.5 | 280 | 0.1537 | 0.1383 | 102.9
Tilakkam East | 6 | Jun | SW monsoon | 30 | 720 | 8.4 | 8.61 | 2.4 | 9.48 | 554.3 | 255 | 0.5505 | 0.4955 | 356.7
Tilakkam East | 7 | Jul | SW monsoon | 31 | 744 | 8.9 | 9.12 | 2.5 | 10.03 | 639.4 | 260 | 0.596 | 0.5364 | 399.1
Tilakkam East | 8 | Aug | SW monsoon | 31 | 744 | 8.1 | 8.3 | 2.4 | 9.14 | 497 | 275 | 0.5247 | 0.4722 | 351.3
Tilakkam East | 9 | Sep | SW monsoon | 30 | 720 | 6.6 | 6.76 | 2.2 | 7.45 | 288.8 | 290 | 0.3759 | 0.3383 | 243.6
Tilakkam East | 10 | Oct | Post-monsoon | 31 | 744 | 3 | 3.07 | 1.7 | 3.36 | 35.6 | 340 | 0.0567 | 0.0511 | 38
Tilakkam East | 11 | Nov | Post-monsoon | 30 | 720 | 3.2 | 3.28 | 1.8 | 3.6 | 40.3 | 20 | 0.0652 | 0.0587 | 42.3
Tilakkam East | 12 | Dec | NE monsoon / winter | 31 | 744 | 3.6 | 3.69 | 1.8 | 4.05 | 57.4 | 25 | 0.0942 | 0.0848 | 63.1
Tilakkam West | 1 | Jan | NE monsoon / winter | 31 | 744 | 3.9 | 4 | 1.8 | 4.39 | 73 | 10 | 0.1188 | 0.1069 | 79.5
Tilakkam West | 2 | Feb | NE monsoon / winter | 28 | 672 | 3.4 | 3.48 | 1.8 | 3.82 | 48.3 | 350 | 0.0791 | 0.0712 | 47.8
Tilakkam West | 3 | Mar | Pre-monsoon | 31 | 744 | 3 | 3.07 | 1.7 | 3.36 | 35.6 | 330 | 0.0567 | 0.0511 | 38
Tilakkam West | 4 | Apr | Pre-monsoon | 30 | 720 | 3.1 | 3.18 | 1.8 | 3.49 | 36.6 | 310 | 0.0588 | 0.0529 | 38.1
Tilakkam West | 5 | May | Pre-monsoon | 31 | 744 | 4.4 | 4.51 | 2 | 4.96 | 93.5 | 280 | 0.1537 | 0.1383 | 102.9
Tilakkam West | 6 | Jun | SW monsoon | 30 | 720 | 8.4 | 8.61 | 2.4 | 9.48 | 554.3 | 255 | 0.5505 | 0.4955 | 356.7
Tilakkam West | 7 | Jul | SW monsoon | 31 | 744 | 8.9 | 9.12 | 2.5 | 10.03 | 639.4 | 260 | 0.596 | 0.5364 | 399.1
Tilakkam West | 8 | Aug | SW monsoon | 31 | 744 | 8.1 | 8.3 | 2.4 | 9.14 | 497 | 275 | 0.5247 | 0.4722 | 351.3
Tilakkam West | 9 | Sep | SW monsoon | 30 | 720 | 6.6 | 6.76 | 2.2 | 7.45 | 288.8 | 290 | 0.3759 | 0.3383 | 243.6
Tilakkam West | 10 | Oct | Post-monsoon | 31 | 744 | 3 | 3.07 | 1.7 | 3.36 | 35.6 | 340 | 0.0567 | 0.0511 | 38
Tilakkam West | 11 | Nov | Post-monsoon | 30 | 720 | 3.2 | 3.28 | 1.8 | 3.6 | 40.3 | 20 | 0.0652 | 0.0587 | 42.3
Tilakkam West | 12 | Dec | NE monsoon / winter | 31 | 744 | 3.6 | 3.69 | 1.8 | 4.05 | 57.4 | 25 | 0.0942 | 0.0848 | 63.1
Suheli Valiyakara | 1 | Jan | NE monsoon / winter | 31 | 744 | 4.02 | 4.12 | 1.8 | 4.52 | 79.7 | 10 | 0.1289 | 0.116 | 86.3
Suheli Valiyakara | 2 | Feb | NE monsoon / winter | 28 | 672 | 3.5 | 3.59 | 1.8 | 3.94 | 52.8 | 350 | 0.0867 | 0.078 | 52.4
Suheli Valiyakara | 3 | Mar | Pre-monsoon | 31 | 744 | 3.09 | 3.17 | 1.7 | 3.46 | 38.9 | 330 | 0.0625 | 0.0562 | 41.8
Suheli Valiyakara | 4 | Apr | Pre-monsoon | 30 | 720 | 3.19 | 3.27 | 1.8 | 3.59 | 40 | 310 | 0.0648 | 0.0583 | 42
Suheli Valiyakara | 5 | May | Pre-monsoon | 31 | 744 | 4.53 | 4.64 | 2 | 5.11 | 102.2 | 280 | 0.1664 | 0.1497 | 111.4
Suheli Valiyakara | 6 | Jun | SW monsoon | 30 | 720 | 8.65 | 8.87 | 2.4 | 9.76 | 605.7 | 255 | 0.5711 | 0.514 | 370.1
Suheli Valiyakara | 7 | Jul | SW monsoon | 31 | 744 | 9.17 | 9.39 | 2.5 | 10.33 | 698.7 | 260 | 0.6163 | 0.5547 | 412.7
Suheli Valiyakara | 8 | Aug | SW monsoon | 31 | 744 | 8.34 | 8.55 | 2.4 | 9.41 | 543.1 | 275 | 0.5457 | 0.4912 | 365.4
Suheli Valiyakara | 9 | Sep | SW monsoon | 30 | 720 | 6.8 | 6.97 | 2.2 | 7.68 | 315.6 | 290 | 0.3961 | 0.3565 | 256.7
Suheli Valiyakara | 10 | Oct | Post-monsoon | 31 | 744 | 3.09 | 3.17 | 1.7 | 3.46 | 38.9 | 340 | 0.0625 | 0.0562 | 41.8
Suheli Valiyakara | 11 | Nov | Post-monsoon | 30 | 720 | 3.3 | 3.38 | 1.8 | 3.71 | 44 | 20 | 0.0717 | 0.0646 | 46.5
Suheli Valiyakara | 12 | Dec | NE monsoon / winter | 31 | 744 | 3.71 | 3.8 | 1.8 | 4.17 | 62.7 | 25 | 0.1028 | 0.0925 | 68.8
Minicoy | 1 | Jan | NE monsoon / winter | 31 | 744 | 4.06 | 4.16 | 1.8 | 4.56 | 82.1 | 10 | 0.1323 | 0.1191 | 88.6
Minicoy | 2 | Feb | NE monsoon / winter | 28 | 672 | 3.54 | 3.62 | 1.8 | 3.98 | 54.4 | 350 | 0.0892 | 0.0803 | 54
Minicoy | 3 | Mar | Pre-monsoon | 31 | 744 | 3.12 | 3.2 | 1.7 | 3.5 | 40 | 330 | 0.0644 | 0.058 | 43.1
Minicoy | 4 | Apr | Pre-monsoon | 30 | 720 | 3.22 | 3.3 | 1.8 | 3.63 | 41.2 | 310 | 0.0668 | 0.0601 | 43.3
Minicoy | 5 | May | Pre-monsoon | 31 | 744 | 4.58 | 4.69 | 2 | 5.16 | 105.2 | 280 | 0.1707 | 0.1536 | 114.3
Minicoy | 6 | Jun | SW monsoon | 30 | 720 | 8.74 | 8.95 | 2.4 | 9.85 | 623.5 | 255 | 0.5778 | 0.52 | 374.4
Minicoy | 7 | Jul | SW monsoon | 31 | 744 | 9.26 | 9.49 | 2.5 | 10.43 | 719.3 | 260 | 0.6228 | 0.5605 | 417
Minicoy | 8 | Aug | SW monsoon | 31 | 744 | 8.42 | 8.63 | 2.4 | 9.5 | 559 | 275 | 0.5525 | 0.4973 | 370
Minicoy | 9 | Sep | SW monsoon | 30 | 720 | 6.86 | 7.03 | 2.2 | 7.75 | 324.8 | 290 | 0.4027 | 0.3624 | 261
Minicoy | 10 | Oct | Post-monsoon | 31 | 744 | 3.12 | 3.2 | 1.7 | 3.5 | 40 | 340 | 0.0644 | 0.058 | 43.1
Minicoy | 11 | Nov | Post-monsoon | 30 | 720 | 3.33 | 3.41 | 1.8 | 3.74 | 45.3 | 20 | 0.074 | 0.0666 | 47.9
Minicoy | 12 | Dec | NE monsoon / winter | 31 | 744 | 3.74 | 3.84 | 1.8 | 4.21 | 64.6 | 25 | 0.1057 | 0.0951 | 70.8
Viringili | 1 | Jan | NE monsoon / winter | 31 | 744 | 4.06 | 4.16 | 1.8 | 4.56 | 82.1 | 10 | 0.1323 | 0.1191 | 88.6
Viringili | 2 | Feb | NE monsoon / winter | 28 | 672 | 3.54 | 3.62 | 1.8 | 3.98 | 54.4 | 350 | 0.0892 | 0.0803 | 54
Viringili | 3 | Mar | Pre-monsoon | 31 | 744 | 3.12 | 3.2 | 1.7 | 3.5 | 40 | 330 | 0.0644 | 0.058 | 43.1
Viringili | 4 | Apr | Pre-monsoon | 30 | 720 | 3.22 | 3.3 | 1.8 | 3.63 | 41.2 | 310 | 0.0668 | 0.0601 | 43.3
Viringili | 5 | May | Pre-monsoon | 31 | 744 | 4.58 | 4.69 | 2 | 5.16 | 105.2 | 280 | 0.1707 | 0.1536 | 114.3
Viringili | 6 | Jun | SW monsoon | 30 | 720 | 8.74 | 8.95 | 2.4 | 9.85 | 623.5 | 255 | 0.5778 | 0.52 | 374.4
Viringili | 7 | Jul | SW monsoon | 31 | 744 | 9.26 | 9.49 | 2.5 | 10.43 | 719.3 | 260 | 0.6228 | 0.5605 | 417
Viringili | 8 | Aug | SW monsoon | 31 | 744 | 8.42 | 8.63 | 2.4 | 9.5 | 559 | 275 | 0.5525 | 0.4973 | 370
Viringili | 9 | Sep | SW monsoon | 30 | 720 | 6.86 | 7.03 | 2.2 | 7.75 | 324.8 | 290 | 0.4027 | 0.3624 | 261
Viringili | 10 | Oct | Post-monsoon | 31 | 744 | 3.12 | 3.2 | 1.7 | 3.5 | 40 | 340 | 0.0644 | 0.058 | 43.1
Viringili | 11 | Nov | Post-monsoon | 30 | 720 | 3.33 | 3.41 | 1.8 | 3.74 | 45.3 | 20 | 0.074 | 0.0666 | 47.9
Viringili | 12 | Dec | NE monsoon / winter | 31 | 744 | 3.74 | 3.84 | 1.8 | 4.21 | 64.6 | 25 | 0.1057 | 0.0951 | 70.8
Hub height 80 m, generic 500 kW IEC class III turbine (Turbine_PowerCurve). CF from Weibull integration over the power curve. Kadmat = LiDAR reference; others scaled by Islands!wind_multiplier.

## Solar_Monthly
island | month_num | month | season | days | hours | ghi_kWh_m2_day | dif_kWh_m2_day | dni_kWh_m2_day | gti_10deg_kWh_m2_day | ghi_kWh_m2_month | t_ambient_C | t_lagoon_surface_C | t_cell_daylight_avg_C | performance_ratio | pvout_kWh_kWp_day | pvout_kWh_kWp_month | cf_fpv
Cherbaniani North | 1 | Jan | NE monsoon / winter | 31 | 744 | 6.008 | 1.983 | 5.032 | 6.429 | 186.3 | 27.5 | 28.4 | 41 | 0.7949 | 5.111 | 158.4 | 0.2129
Cherbaniani North | 2 | Feb | NE monsoon / winter | 28 | 672 | 6.6 | 1.98 | 5.775 | 6.929 | 184.8 | 27.8 | 28.8 | 42.4 | 0.7909 | 5.481 | 153.5 | 0.2284
Cherbaniani North | 3 | Mar | Pre-monsoon | 31 | 744 | 6.993 | 2.098 | 6.119 | 7.133 | 216.8 | 28.6 | 29.6 | 43.6 | 0.7873 | 5.616 | 174.1 | 0.234
Cherbaniani North | 4 | Apr | Pre-monsoon | 30 | 720 | 6.895 | 2.275 | 5.775 | 6.826 | 206.8 | 29.6 | 30.4 | 44 | 0.7862 | 5.367 | 161 | 0.2236
Cherbaniani North | 5 | May | Pre-monsoon | 31 | 744 | 6.008 | 2.403 | 4.506 | 5.828 | 186.3 | 29.5 | 30.2 | 41.8 | 0.7927 | 4.62 | 143.2 | 0.1925
Cherbaniani North | 6 | Jun | SW monsoon | 30 | 720 | 4.432 | 2.571 | 2.327 | 4.255 | 133 | 27.6 | 29 | 36.6 | 0.8081 | 3.439 | 103.2 | 0.1433
Cherbaniani North | 7 | Jul | SW monsoon | 31 | 744 | 4.531 | 2.719 | 2.265 | 4.35 | 140.5 | 26.6 | 28.2 | 35.8 | 0.8105 | 3.525 | 109.3 | 0.1469
Cherbaniani North | 8 | Aug | SW monsoon | 31 | 744 | 5.023 | 2.763 | 2.826 | 4.923 | 155.7 | 26.8 | 28 | 37.2 | 0.8063 | 3.969 | 123.1 | 0.1654
Cherbaniani North | 9 | Sep | SW monsoon | 30 | 720 | 5.417 | 2.709 | 3.386 | 5.472 | 162.5 | 27.2 | 28.2 | 38.7 | 0.8017 | 4.387 | 131.6 | 0.1828
Cherbaniani North | 10 | Oct | Post-monsoon | 31 | 744 | 5.615 | 2.358 | 4.071 | 5.839 | 174 | 27.9 | 28.7 | 40.2 | 0.7974 | 4.656 | 144.3 | 0.194
Cherbaniani North | 11 | Nov | Post-monsoon | 30 | 720 | 5.516 | 2.206 | 4.137 | 5.902 | 165.5 | 28 | 29 | 40.4 | 0.7967 | 4.702 | 141.1 | 0.1959
Cherbaniani North | 12 | Dec | NE monsoon / winter | 31 | 744 | 5.516 | 1.986 | 4.413 | 5.957 | 171 | 27.8 | 28.8 | 40.3 | 0.7969 | 4.748 | 147.2 | 0.1978
Cherbaniani Middle | 1 | Jan | NE monsoon / winter | 31 | 744 | 6.008 | 1.983 | 5.032 | 6.429 | 186.3 | 27.5 | 28.4 | 41 | 0.7949 | 5.111 | 158.4 | 0.2129
Cherbaniani Middle | 2 | Feb | NE monsoon / winter | 28 | 672 | 6.6 | 1.98 | 5.775 | 6.929 | 184.8 | 27.8 | 28.8 | 42.4 | 0.7909 | 5.481 | 153.5 | 0.2284
Cherbaniani Middle | 3 | Mar | Pre-monsoon | 31 | 744 | 6.993 | 2.098 | 6.119 | 7.133 | 216.8 | 28.6 | 29.6 | 43.6 | 0.7873 | 5.616 | 174.1 | 0.234
Cherbaniani Middle | 4 | Apr | Pre-monsoon | 30 | 720 | 6.895 | 2.275 | 5.775 | 6.826 | 206.8 | 29.6 | 30.4 | 44 | 0.7862 | 5.367 | 161 | 0.2236
Cherbaniani Middle | 5 | May | Pre-monsoon | 31 | 744 | 6.008 | 2.403 | 4.506 | 5.828 | 186.3 | 29.5 | 30.2 | 41.8 | 0.7927 | 4.62 | 143.2 | 0.1925
Cherbaniani Middle | 6 | Jun | SW monsoon | 30 | 720 | 4.432 | 2.571 | 2.327 | 4.255 | 133 | 27.6 | 29 | 36.6 | 0.8081 | 3.439 | 103.2 | 0.1433
Cherbaniani Middle | 7 | Jul | SW monsoon | 31 | 744 | 4.531 | 2.719 | 2.265 | 4.35 | 140.5 | 26.6 | 28.2 | 35.8 | 0.8105 | 3.525 | 109.3 | 0.1469
Cherbaniani Middle | 8 | Aug | SW monsoon | 31 | 744 | 5.023 | 2.763 | 2.826 | 4.923 | 155.7 | 26.8 | 28 | 37.2 | 0.8063 | 3.969 | 123.1 | 0.1654
Cherbaniani Middle | 9 | Sep | SW monsoon | 30 | 720 | 5.417 | 2.709 | 3.386 | 5.472 | 162.5 | 27.2 | 28.2 | 38.7 | 0.8017 | 4.387 | 131.6 | 0.1828
Cherbaniani Middle | 10 | Oct | Post-monsoon | 31 | 744 | 5.615 | 2.358 | 4.071 | 5.839 | 174 | 27.9 | 28.7 | 40.2 | 0.7974 | 4.656 | 144.3 | 0.194
Cherbaniani Middle | 11 | Nov | Post-monsoon | 30 | 720 | 5.516 | 2.206 | 4.137 | 5.902 | 165.5 | 28 | 29 | 40.4 | 0.7967 | 4.702 | 141.1 | 0.1959
Cherbaniani Middle | 12 | Dec | NE monsoon / winter | 31 | 744 | 5.516 | 1.986 | 4.413 | 5.957 | 171 | 27.8 | 28.8 | 40.3 | 0.7969 | 4.748 | 147.2 | 0.1978
Cherbaniani South | 1 | Jan | NE monsoon / winter | 31 | 744 | 6.008 | 1.983 | 5.032 | 6.429 | 186.3 | 27.5 | 28.4 | 41 | 0.7949 | 5.111 | 158.4 | 0.2129
Cherbaniani South | 2 | Feb | NE monsoon / winter | 28 | 672 | 6.6 | 1.98 | 5.775 | 6.929 | 184.8 | 27.8 | 28.8 | 42.4 | 0.7909 | 5.481 | 153.5 | 0.2284
Cherbaniani South | 3 | Mar | Pre-monsoon | 31 | 744 | 6.993 | 2.098 | 6.119 | 7.133 | 216.8 | 28.6 | 29.6 | 43.6 | 0.7873 | 5.616 | 174.1 | 0.234
Cherbaniani South | 4 | Apr | Pre-monsoon | 30 | 720 | 6.895 | 2.275 | 5.775 | 6.826 | 206.8 | 29.6 | 30.4 | 44 | 0.7862 | 5.367 | 161 | 0.2236
Cherbaniani South | 5 | May | Pre-monsoon | 31 | 744 | 6.008 | 2.403 | 4.506 | 5.828 | 186.3 | 29.5 | 30.2 | 41.8 | 0.7927 | 4.62 | 143.2 | 0.1925
Cherbaniani South | 6 | Jun | SW monsoon | 30 | 720 | 4.432 | 2.571 | 2.327 | 4.255 | 133 | 27.6 | 29 | 36.6 | 0.8081 | 3.439 | 103.2 | 0.1433
Cherbaniani South | 7 | Jul | SW monsoon | 31 | 744 | 4.531 | 2.719 | 2.265 | 4.35 | 140.5 | 26.6 | 28.2 | 35.8 | 0.8105 | 3.525 | 109.3 | 0.1469
Cherbaniani South | 8 | Aug | SW monsoon | 31 | 744 | 5.023 | 2.763 | 2.826 | 4.923 | 155.7 | 26.8 | 28 | 37.2 | 0.8063 | 3.969 | 123.1 | 0.1654
Cherbaniani South | 9 | Sep | SW monsoon | 30 | 720 | 5.417 | 2.709 | 3.386 | 5.472 | 162.5 | 27.2 | 28.2 | 38.7 | 0.8017 | 4.387 | 131.6 | 0.1828
Cherbaniani South | 10 | Oct | Post-monsoon | 31 | 744 | 5.615 | 2.358 | 4.071 | 5.839 | 174 | 27.9 | 28.7 | 40.2 | 0.7974 | 4.656 | 144.3 | 0.194
Cherbaniani South | 11 | Nov | Post-monsoon | 30 | 720 | 5.516 | 2.206 | 4.137 | 5.902 | 165.5 | 28 | 29 | 40.4 | 0.7967 | 4.702 | 141.1 | 0.1959
Cherbaniani South | 12 | Dec | NE monsoon / winter | 31 | 744 | 5.516 | 1.986 | 4.413 | 5.957 | 171 | 27.8 | 28.8 | 40.3 | 0.7969 | 4.748 | 147.2 | 0.1978
Byramgore Middle | 1 | Jan | NE monsoon / winter | 31 | 744 | 6.008 | 1.983 | 5.032 | 6.429 | 186.3 | 27.5 | 28.4 | 41 | 0.7949 | 5.111 | 158.4 | 0.2129
Byramgore Middle | 2 | Feb | NE monsoon / winter | 28 | 672 | 6.6 | 1.98 | 5.775 | 6.929 | 184.8 | 27.8 | 28.8 | 42.4 | 0.7909 | 5.481 | 153.5 | 0.2284
Byramgore Middle | 3 | Mar | Pre-monsoon | 31 | 744 | 6.993 | 2.098 | 6.119 | 7.133 | 216.8 | 28.6 | 29.6 | 43.6 | 0.7873 | 5.616 | 174.1 | 0.234
Byramgore Middle | 4 | Apr | Pre-monsoon | 30 | 720 | 6.895 | 2.275 | 5.775 | 6.826 | 206.8 | 29.6 | 30.4 | 44 | 0.7862 | 5.367 | 161 | 0.2236
Byramgore Middle | 5 | May | Pre-monsoon | 31 | 744 | 6.008 | 2.403 | 4.506 | 5.828 | 186.3 | 29.5 | 30.2 | 41.8 | 0.7927 | 4.62 | 143.2 | 0.1925
Byramgore Middle | 6 | Jun | SW monsoon | 30 | 720 | 4.432 | 2.571 | 2.327 | 4.255 | 133 | 27.6 | 29 | 36.6 | 0.8081 | 3.439 | 103.2 | 0.1433
Byramgore Middle | 7 | Jul | SW monsoon | 31 | 744 | 4.531 | 2.719 | 2.265 | 4.35 | 140.5 | 26.6 | 28.2 | 35.8 | 0.8105 | 3.525 | 109.3 | 0.1469
Byramgore Middle | 8 | Aug | SW monsoon | 31 | 744 | 5.023 | 2.763 | 2.826 | 4.923 | 155.7 | 26.8 | 28 | 37.2 | 0.8063 | 3.969 | 123.1 | 0.1654
Byramgore Middle | 9 | Sep | SW monsoon | 30 | 720 | 5.417 | 2.709 | 3.386 | 5.472 | 162.5 | 27.2 | 28.2 | 38.7 | 0.8017 | 4.387 | 131.6 | 0.1828
Byramgore Middle | 10 | Oct | Post-monsoon | 31 | 744 | 5.615 | 2.358 | 4.071 | 5.839 | 174 | 27.9 | 28.7 | 40.2 | 0.7974 | 4.656 | 144.3 | 0.194
Byramgore Middle | 11 | Nov | Post-monsoon | 30 | 720 | 5.516 | 2.206 | 4.137 | 5.902 | 165.5 | 28 | 29 | 40.4 | 0.7967 | 4.702 | 141.1 | 0.1959
Byramgore Middle | 12 | Dec | NE monsoon / winter | 31 | 744 | 5.516 | 1.986 | 4.413 | 5.957 | 171 | 27.8 | 28.8 | 40.3 | 0.7969 | 4.748 | 147.2 | 0.1978
Byramgore South | 1 | Jan | NE monsoon / winter | 31 | 744 | 6.008 | 1.983 | 5.032 | 6.429 | 186.3 | 27.5 | 28.4 | 41 | 0.7949 | 5.111 | 158.4 | 0.2129
Byramgore South | 2 | Feb | NE monsoon / winter | 28 | 672 | 6.6 | 1.98 | 5.775 | 6.929 | 184.8 | 27.8 | 28.8 | 42.4 | 0.7909 | 5.481 | 153.5 | 0.2284
Byramgore South | 3 | Mar | Pre-monsoon | 31 | 744 | 6.993 | 2.098 | 6.119 | 7.133 | 216.8 | 28.6 | 29.6 | 43.6 | 0.7873 | 5.616 | 174.1 | 0.234
Byramgore South | 4 | Apr | Pre-monsoon | 30 | 720 | 6.895 | 2.275 | 5.775 | 6.826 | 206.8 | 29.6 | 30.4 | 44 | 0.7862 | 5.367 | 161 | 0.2236
Byramgore South | 5 | May | Pre-monsoon | 31 | 744 | 6.008 | 2.403 | 4.506 | 5.828 | 186.3 | 29.5 | 30.2 | 41.8 | 0.7927 | 4.62 | 143.2 | 0.1925
Byramgore South | 6 | Jun | SW monsoon | 30 | 720 | 4.432 | 2.571 | 2.327 | 4.255 | 133 | 27.6 | 29 | 36.6 | 0.8081 | 3.439 | 103.2 | 0.1433
Byramgore South | 7 | Jul | SW monsoon | 31 | 744 | 4.531 | 2.719 | 2.265 | 4.35 | 140.5 | 26.6 | 28.2 | 35.8 | 0.8105 | 3.525 | 109.3 | 0.1469
Byramgore South | 8 | Aug | SW monsoon | 31 | 744 | 5.023 | 2.763 | 2.826 | 4.923 | 155.7 | 26.8 | 28 | 37.2 | 0.8063 | 3.969 | 123.1 | 0.1654
Byramgore South | 9 | Sep | SW monsoon | 30 | 720 | 5.417 | 2.709 | 3.386 | 5.472 | 162.5 | 27.2 | 28.2 | 38.7 | 0.8017 | 4.387 | 131.6 | 0.1828
Byramgore South | 10 | Oct | Post-monsoon | 31 | 744 | 5.615 | 2.358 | 4.071 | 5.839 | 174 | 27.9 | 28.7 | 40.2 | 0.7974 | 4.656 | 144.3 | 0.194
Byramgore South | 11 | Nov | Post-monsoon | 30 | 720 | 5.516 | 2.206 | 4.137 | 5.902 | 165.5 | 28 | 29 | 40.4 | 0.7967 | 4.702 | 141.1 | 0.1959
Byramgore South | 12 | Dec | NE monsoon / winter | 31 | 744 | 5.516 | 1.986 | 4.413 | 5.957 | 171 | 27.8 | 28.8 | 40.3 | 0.7969 | 4.748 | 147.2 | 0.1978
Chetlat | 1 | Jan | NE monsoon / winter | 31 | 744 | 6.039 | 1.993 | 5.058 | 6.462 | 187.2 | 27.5 | 28.4 | 41.1 | 0.7947 | 5.135 | 159.2 | 0.214
Chetlat | 2 | Feb | NE monsoon / winter | 28 | 672 | 6.633 | 1.99 | 5.804 | 6.965 | 185.7 | 27.8 | 28.8 | 42.5 | 0.7907 | 5.507 | 154.2 | 0.2295
Chetlat | 3 | Mar | Pre-monsoon | 31 | 744 | 7.029 | 2.109 | 6.15 | 7.17 | 217.9 | 28.6 | 29.6 | 43.7 | 0.7871 | 5.643 | 174.9 | 0.2351
Chetlat | 4 | Apr | Pre-monsoon | 30 | 720 | 6.93 | 2.287 | 5.804 | 6.861 | 207.9 | 29.6 | 30.4 | 44 | 0.786 | 5.393 | 161.8 | 0.2247
Chetlat | 5 | May | Pre-monsoon | 31 | 744 | 6.039 | 2.416 | 4.529 | 5.858 | 187.2 | 29.5 | 30.2 | 41.8 | 0.7926 | 4.643 | 143.9 | 0.1934
Chetlat | 6 | Jun | SW monsoon | 30 | 720 | 4.455 | 2.584 | 2.339 | 4.277 | 133.6 | 27.6 | 29 | 36.6 | 0.808 | 3.456 | 103.7 | 0.144
Chetlat | 7 | Jul | SW monsoon | 31 | 744 | 4.554 | 2.732 | 2.277 | 4.372 | 141.2 | 26.6 | 28.2 | 35.8 | 0.8103 | 3.543 | 109.8 | 0.1476
Chetlat | 8 | Aug | SW monsoon | 31 | 744 | 5.049 | 2.777 | 2.84 | 4.948 | 156.5 | 26.8 | 28 | 37.2 | 0.8062 | 3.989 | 123.7 | 0.1662
Chetlat | 9 | Sep | SW monsoon | 30 | 720 | 5.445 | 2.722 | 3.403 | 5.499 | 163.4 | 27.2 | 28.2 | 38.8 | 0.8016 | 4.408 | 132.2 | 0.1837
Chetlat | 10 | Oct | Post-monsoon | 31 | 744 | 5.643 | 2.37 | 4.091 | 5.869 | 174.9 | 27.9 | 28.7 | 40.3 | 0.7972 | 4.679 | 145 | 0.1949
Chetlat | 11 | Nov | Post-monsoon | 30 | 720 | 5.544 | 2.218 | 4.158 | 5.932 | 166.3 | 28 | 29 | 40.5 | 0.7965 | 4.725 | 141.7 | 0.1969
Chetlat | 12 | Dec | NE monsoon / winter | 31 | 744 | 5.544 | 1.996 | 4.435 | 5.988 | 171.9 | 27.8 | 28.8 | 40.4 | 0.7968 | 4.771 | 147.9 | 0.1988
Bitra | 1 | Jan | NE monsoon / winter | 31 | 744 | 6.039 | 1.993 | 5.058 | 6.462 | 187.2 | 27.5 | 28.4 | 41.1 | 0.7947 | 5.135 | 159.2 | 0.214
Bitra | 2 | Feb | NE monsoon / winter | 28 | 672 | 6.633 | 1.99 | 5.804 | 6.965 | 185.7 | 27.8 | 28.8 | 42.5 | 0.7907 | 5.507 | 154.2 | 0.2295
Bitra | 3 | Mar | Pre-monsoon | 31 | 744 | 7.029 | 2.109 | 6.15 | 7.17 | 217.9 | 28.6 | 29.6 | 43.7 | 0.7871 | 5.643 | 174.9 | 0.2351
Bitra | 4 | Apr | Pre-monsoon | 30 | 720 | 6.93 | 2.287 | 5.804 | 6.861 | 207.9 | 29.6 | 30.4 | 44 | 0.786 | 5.393 | 161.8 | 0.2247
Bitra | 5 | May | Pre-monsoon | 31 | 744 | 6.039 | 2.416 | 4.529 | 5.858 | 187.2 | 29.5 | 30.2 | 41.8 | 0.7926 | 4.643 | 143.9 | 0.1934
Bitra | 6 | Jun | SW monsoon | 30 | 720 | 4.455 | 2.584 | 2.339 | 4.277 | 133.6 | 27.6 | 29 | 36.6 | 0.808 | 3.456 | 103.7 | 0.144
Bitra | 7 | Jul | SW monsoon | 31 | 744 | 4.554 | 2.732 | 2.277 | 4.372 | 141.2 | 26.6 | 28.2 | 35.8 | 0.8103 | 3.543 | 109.8 | 0.1476
Bitra | 8 | Aug | SW monsoon | 31 | 744 | 5.049 | 2.777 | 2.84 | 4.948 | 156.5 | 26.8 | 28 | 37.2 | 0.8062 | 3.989 | 123.7 | 0.1662
Bitra | 9 | Sep | SW monsoon | 30 | 720 | 5.445 | 2.722 | 3.403 | 5.499 | 163.4 | 27.2 | 28.2 | 38.8 | 0.8016 | 4.408 | 132.2 | 0.1837
Bitra | 10 | Oct | Post-monsoon | 31 | 744 | 5.643 | 2.37 | 4.091 | 5.869 | 174.9 | 27.9 | 28.7 | 40.3 | 0.7972 | 4.679 | 145 | 0.1949
Bitra | 11 | Nov | Post-monsoon | 30 | 720 | 5.544 | 2.218 | 4.158 | 5.932 | 166.3 | 28 | 29 | 40.5 | 0.7965 | 4.725 | 141.7 | 0.1969
Bitra | 12 | Dec | NE monsoon / winter | 31 | 744 | 5.544 | 1.996 | 4.435 | 5.988 | 171.9 | 27.8 | 28.8 | 40.4 | 0.7968 | 4.771 | 147.9 | 0.1988
Kiltan | 1 | Jan | NE monsoon / winter | 31 | 744 | 6.039 | 1.993 | 5.058 | 6.462 | 187.2 | 27.5 | 28.4 | 41.1 | 0.7947 | 5.135 | 159.2 | 0.214
Kiltan | 2 | Feb | NE monsoon / winter | 28 | 672 | 6.633 | 1.99 | 5.804 | 6.965 | 185.7 | 27.8 | 28.8 | 42.5 | 0.7907 | 5.507 | 154.2 | 0.2295
Kiltan | 3 | Mar | Pre-monsoon | 31 | 744 | 7.029 | 2.109 | 6.15 | 7.17 | 217.9 | 28.6 | 29.6 | 43.7 | 0.7871 | 5.643 | 174.9 | 0.2351
Kiltan | 4 | Apr | Pre-monsoon | 30 | 720 | 6.93 | 2.287 | 5.804 | 6.861 | 207.9 | 29.6 | 30.4 | 44 | 0.786 | 5.393 | 161.8 | 0.2247
Kiltan | 5 | May | Pre-monsoon | 31 | 744 | 6.039 | 2.416 | 4.529 | 5.858 | 187.2 | 29.5 | 30.2 | 41.8 | 0.7926 | 4.643 | 143.9 | 0.1934
Kiltan | 6 | Jun | SW monsoon | 30 | 720 | 4.455 | 2.584 | 2.339 | 4.277 | 133.6 | 27.6 | 29 | 36.6 | 0.808 | 3.456 | 103.7 | 0.144
Kiltan | 7 | Jul | SW monsoon | 31 | 744 | 4.554 | 2.732 | 2.277 | 4.372 | 141.2 | 26.6 | 28.2 | 35.8 | 0.8103 | 3.543 | 109.8 | 0.1476
Kiltan | 8 | Aug | SW monsoon | 31 | 744 | 5.049 | 2.777 | 2.84 | 4.948 | 156.5 | 26.8 | 28 | 37.2 | 0.8062 | 3.989 | 123.7 | 0.1662
Kiltan | 9 | Sep | SW monsoon | 30 | 720 | 5.445 | 2.722 | 3.403 | 5.499 | 163.4 | 27.2 | 28.2 | 38.8 | 0.8016 | 4.408 | 132.2 | 0.1837
Kiltan | 10 | Oct | Post-monsoon | 31 | 744 | 5.643 | 2.37 | 4.091 | 5.869 | 174.9 | 27.9 | 28.7 | 40.3 | 0.7972 | 4.679 | 145 | 0.1949
Kiltan | 11 | Nov | Post-monsoon | 30 | 720 | 5.544 | 2.218 | 4.158 | 5.932 | 166.3 | 28 | 29 | 40.5 | 0.7965 | 4.725 | 141.7 | 0.1969
Kiltan | 12 | Dec | NE monsoon / winter | 31 | 744 | 5.544 | 1.996 | 4.435 | 5.988 | 171.9 | 27.8 | 28.8 | 40.4 | 0.7968 | 4.771 | 147.9 | 0.1988
Kadmat | 1 | Jan | NE monsoon / winter | 31 | 744 | 6.07 | 2.003 | 5.083 | 6.494 | 188.2 | 27.5 | 28.4 | 41.2 | 0.7945 | 5.16 | 160 | 0.215
Kadmat | 2 | Feb | NE monsoon / winter | 28 | 672 | 6.666 | 2 | 5.833 | 7 | 186.7 | 27.8 | 28.8 | 42.5 | 0.7905 | 5.533 | 154.9 | 0.2306
Kadmat | 3 | Mar | Pre-monsoon | 31 | 744 | 7.064 | 2.119 | 6.181 | 7.206 | 219 | 28.6 | 29.6 | 43.8 | 0.7868 | 5.67 | 175.8 | 0.2362
Kadmat | 4 | Apr | Pre-monsoon | 30 | 720 | 6.965 | 2.298 | 5.833 | 6.895 | 209 | 29.6 | 30.4 | 44.1 | 0.7858 | 5.419 | 162.6 | 0.2258
Kadmat | 5 | May | Pre-monsoon | 31 | 744 | 6.07 | 2.428 | 4.552 | 5.887 | 188.2 | 29.5 | 30.2 | 41.9 | 0.7924 | 4.665 | 144.6 | 0.1944
Kadmat | 6 | Jun | SW monsoon | 30 | 720 | 4.478 | 2.597 | 2.351 | 4.298 | 134.3 | 27.6 | 29 | 36.6 | 0.8078 | 3.472 | 104.2 | 0.1447
Kadmat | 7 | Jul | SW monsoon | 31 | 744 | 4.577 | 2.746 | 2.288 | 4.394 | 141.9 | 26.6 | 28.2 | 35.9 | 0.8102 | 3.56 | 110.4 | 0.1483
Kadmat | 8 | Aug | SW monsoon | 31 | 744 | 5.074 | 2.791 | 2.854 | 4.973 | 157.3 | 26.8 | 28 | 37.3 | 0.806 | 4.008 | 124.3 | 0.167
Kadmat | 9 | Sep | SW monsoon | 30 | 720 | 5.472 | 2.736 | 3.42 | 5.527 | 164.2 | 27.2 | 28.2 | 38.8 | 0.8014 | 4.429 | 132.9 | 0.1846
Kadmat | 10 | Oct | Post-monsoon | 31 | 744 | 5.672 | 2.382 | 4.112 | 5.898 | 175.8 | 27.9 | 28.7 | 40.3 | 0.797 | 4.701 | 145.7 | 0.1959
Kadmat | 11 | Nov | Post-monsoon | 30 | 720 | 5.572 | 2.229 | 4.179 | 5.962 | 167.2 | 28 | 29 | 40.6 | 0.7963 | 4.748 | 142.4 | 0.1978
Kadmat | 12 | Dec | NE monsoon / winter | 31 | 744 | 5.572 | 2.006 | 4.458 | 6.018 | 172.7 | 27.8 | 28.8 | 40.5 | 0.7966 | 4.794 | 148.6 | 0.1997
Perumal Par North | 1 | Jan | NE monsoon / winter | 31 | 744 | 6.039 | 1.993 | 5.058 | 6.462 | 187.2 | 27.5 | 28.4 | 41.1 | 0.7947 | 5.135 | 159.2 | 0.214
Perumal Par North | 2 | Feb | NE monsoon / winter | 28 | 672 | 6.633 | 1.99 | 5.804 | 6.965 | 185.7 | 27.8 | 28.8 | 42.5 | 0.7907 | 5.507 | 154.2 | 0.2295
Perumal Par North | 3 | Mar | Pre-monsoon | 31 | 744 | 7.029 | 2.109 | 6.15 | 7.17 | 217.9 | 28.6 | 29.6 | 43.7 | 0.7871 | 5.643 | 174.9 | 0.2351
Perumal Par North | 4 | Apr | Pre-monsoon | 30 | 720 | 6.93 | 2.287 | 5.804 | 6.861 | 207.9 | 29.6 | 30.4 | 44 | 0.786 | 5.393 | 161.8 | 0.2247
Perumal Par North | 5 | May | Pre-monsoon | 31 | 744 | 6.039 | 2.416 | 4.529 | 5.858 | 187.2 | 29.5 | 30.2 | 41.8 | 0.7926 | 4.643 | 143.9 | 0.1934
Perumal Par North | 6 | Jun | SW monsoon | 30 | 720 | 4.455 | 2.584 | 2.339 | 4.277 | 133.6 | 27.6 | 29 | 36.6 | 0.808 | 3.456 | 103.7 | 0.144
Perumal Par North | 7 | Jul | SW monsoon | 31 | 744 | 4.554 | 2.732 | 2.277 | 4.372 | 141.2 | 26.6 | 28.2 | 35.8 | 0.8103 | 3.543 | 109.8 | 0.1476
Perumal Par North | 8 | Aug | SW monsoon | 31 | 744 | 5.049 | 2.777 | 2.84 | 4.948 | 156.5 | 26.8 | 28 | 37.2 | 0.8062 | 3.989 | 123.7 | 0.1662
Perumal Par North | 9 | Sep | SW monsoon | 30 | 720 | 5.445 | 2.722 | 3.403 | 5.499 | 163.4 | 27.2 | 28.2 | 38.8 | 0.8016 | 4.408 | 132.2 | 0.1837
Perumal Par North | 10 | Oct | Post-monsoon | 31 | 744 | 5.643 | 2.37 | 4.091 | 5.869 | 174.9 | 27.9 | 28.7 | 40.3 | 0.7972 | 4.679 | 145 | 0.1949
Perumal Par North | 11 | Nov | Post-monsoon | 30 | 720 | 5.544 | 2.218 | 4.158 | 5.932 | 166.3 | 28 | 29 | 40.5 | 0.7965 | 4.725 | 141.7 | 0.1969
Perumal Par North | 12 | Dec | NE monsoon / winter | 31 | 744 | 5.544 | 1.996 | 4.435 | 5.988 | 171.9 | 27.8 | 28.8 | 40.4 | 0.7968 | 4.771 | 147.9 | 0.1988
Perumal Par Middle | 1 | Jan | NE monsoon / winter | 31 | 744 | 6.039 | 1.993 | 5.058 | 6.462 | 187.2 | 27.5 | 28.4 | 41.1 | 0.7947 | 5.135 | 159.2 | 0.214
Perumal Par Middle | 2 | Feb | NE monsoon / winter | 28 | 672 | 6.633 | 1.99 | 5.804 | 6.965 | 185.7 | 27.8 | 28.8 | 42.5 | 0.7907 | 5.507 | 154.2 | 0.2295
Perumal Par Middle | 3 | Mar | Pre-monsoon | 31 | 744 | 7.029 | 2.109 | 6.15 | 7.17 | 217.9 | 28.6 | 29.6 | 43.7 | 0.7871 | 5.643 | 174.9 | 0.2351
Perumal Par Middle | 4 | Apr | Pre-monsoon | 30 | 720 | 6.93 | 2.287 | 5.804 | 6.861 | 207.9 | 29.6 | 30.4 | 44 | 0.786 | 5.393 | 161.8 | 0.2247
Perumal Par Middle | 5 | May | Pre-monsoon | 31 | 744 | 6.039 | 2.416 | 4.529 | 5.858 | 187.2 | 29.5 | 30.2 | 41.8 | 0.7926 | 4.643 | 143.9 | 0.1934
Perumal Par Middle | 6 | Jun | SW monsoon | 30 | 720 | 4.455 | 2.584 | 2.339 | 4.277 | 133.6 | 27.6 | 29 | 36.6 | 0.808 | 3.456 | 103.7 | 0.144
Perumal Par Middle | 7 | Jul | SW monsoon | 31 | 744 | 4.554 | 2.732 | 2.277 | 4.372 | 141.2 | 26.6 | 28.2 | 35.8 | 0.8103 | 3.543 | 109.8 | 0.1476
Perumal Par Middle | 8 | Aug | SW monsoon | 31 | 744 | 5.049 | 2.777 | 2.84 | 4.948 | 156.5 | 26.8 | 28 | 37.2 | 0.8062 | 3.989 | 123.7 | 0.1662
Perumal Par Middle | 9 | Sep | SW monsoon | 30 | 720 | 5.445 | 2.722 | 3.403 | 5.499 | 163.4 | 27.2 | 28.2 | 38.8 | 0.8016 | 4.408 | 132.2 | 0.1837
Perumal Par Middle | 10 | Oct | Post-monsoon | 31 | 744 | 5.643 | 2.37 | 4.091 | 5.869 | 174.9 | 27.9 | 28.7 | 40.3 | 0.7972 | 4.679 | 145 | 0.1949
Perumal Par Middle | 11 | Nov | Post-monsoon | 30 | 720 | 5.544 | 2.218 | 4.158 | 5.932 | 166.3 | 28 | 29 | 40.5 | 0.7965 | 4.725 | 141.7 | 0.1969
Perumal Par Middle | 12 | Dec | NE monsoon / winter | 31 | 744 | 5.544 | 1.996 | 4.435 | 5.988 | 171.9 | 27.8 | 28.8 | 40.4 | 0.7968 | 4.771 | 147.9 | 0.1988
Perumal Par South | 1 | Jan | NE monsoon / winter | 31 | 744 | 6.039 | 1.993 | 5.058 | 6.462 | 187.2 | 27.5 | 28.4 | 41.1 | 0.7947 | 5.135 | 159.2 | 0.214
Perumal Par South | 2 | Feb | NE monsoon / winter | 28 | 672 | 6.633 | 1.99 | 5.804 | 6.965 | 185.7 | 27.8 | 28.8 | 42.5 | 0.7907 | 5.507 | 154.2 | 0.2295
Perumal Par South | 3 | Mar | Pre-monsoon | 31 | 744 | 7.029 | 2.109 | 6.15 | 7.17 | 217.9 | 28.6 | 29.6 | 43.7 | 0.7871 | 5.643 | 174.9 | 0.2351
Perumal Par South | 4 | Apr | Pre-monsoon | 30 | 720 | 6.93 | 2.287 | 5.804 | 6.861 | 207.9 | 29.6 | 30.4 | 44 | 0.786 | 5.393 | 161.8 | 0.2247
Perumal Par South | 5 | May | Pre-monsoon | 31 | 744 | 6.039 | 2.416 | 4.529 | 5.858 | 187.2 | 29.5 | 30.2 | 41.8 | 0.7926 | 4.643 | 143.9 | 0.1934
Perumal Par South | 6 | Jun | SW monsoon | 30 | 720 | 4.455 | 2.584 | 2.339 | 4.277 | 133.6 | 27.6 | 29 | 36.6 | 0.808 | 3.456 | 103.7 | 0.144
Perumal Par South | 7 | Jul | SW monsoon | 31 | 744 | 4.554 | 2.732 | 2.277 | 4.372 | 141.2 | 26.6 | 28.2 | 35.8 | 0.8103 | 3.543 | 109.8 | 0.1476
Perumal Par South | 8 | Aug | SW monsoon | 31 | 744 | 5.049 | 2.777 | 2.84 | 4.948 | 156.5 | 26.8 | 28 | 37.2 | 0.8062 | 3.989 | 123.7 | 0.1662
Perumal Par South | 9 | Sep | SW monsoon | 30 | 720 | 5.445 | 2.722 | 3.403 | 5.499 | 163.4 | 27.2 | 28.2 | 38.8 | 0.8016 | 4.408 | 132.2 | 0.1837
Perumal Par South | 10 | Oct | Post-monsoon | 31 | 744 | 5.643 | 2.37 | 4.091 | 5.869 | 174.9 | 27.9 | 28.7 | 40.3 | 0.7972 | 4.679 | 145 | 0.1949
Perumal Par South | 11 | Nov | Post-monsoon | 30 | 720 | 5.544 | 2.218 | 4.158 | 5.932 | 166.3 | 28 | 29 | 40.5 | 0.7965 | 4.725 | 141.7 | 0.1969
Perumal Par South | 12 | Dec | NE monsoon / winter | 31 | 744 | 5.544 | 1.996 | 4.435 | 5.988 | 171.9 | 27.8 | 28.8 | 40.4 | 0.7968 | 4.771 | 147.9 | 0.1988
Amini | 1 | Jan | NE monsoon / winter | 31 | 744 | 6.07 | 2.003 | 5.083 | 6.494 | 188.2 | 27.5 | 28.4 | 41.2 | 0.7945 | 5.16 | 160 | 0.215
Amini | 2 | Feb | NE monsoon / winter | 28 | 672 | 6.666 | 2 | 5.833 | 7 | 186.7 | 27.8 | 28.8 | 42.5 | 0.7905 | 5.533 | 154.9 | 0.2306
Amini | 3 | Mar | Pre-monsoon | 31 | 744 | 7.064 | 2.119 | 6.181 | 7.206 | 219 | 28.6 | 29.6 | 43.8 | 0.7868 | 5.67 | 175.8 | 0.2362
Amini | 4 | Apr | Pre-monsoon | 30 | 720 | 6.965 | 2.298 | 5.833 | 6.895 | 209 | 29.6 | 30.4 | 44.1 | 0.7858 | 5.419 | 162.6 | 0.2258
Amini | 5 | May | Pre-monsoon | 31 | 744 | 6.07 | 2.428 | 4.552 | 5.887 | 188.2 | 29.5 | 30.2 | 41.9 | 0.7924 | 4.665 | 144.6 | 0.1944
Amini | 6 | Jun | SW monsoon | 30 | 720 | 4.478 | 2.597 | 2.351 | 4.298 | 134.3 | 27.6 | 29 | 36.6 | 0.8078 | 3.472 | 104.2 | 0.1447
Amini | 7 | Jul | SW monsoon | 31 | 744 | 4.577 | 2.746 | 2.288 | 4.394 | 141.9 | 26.6 | 28.2 | 35.9 | 0.8102 | 3.56 | 110.4 | 0.1483
Amini | 8 | Aug | SW monsoon | 31 | 744 | 5.074 | 2.791 | 2.854 | 4.973 | 157.3 | 26.8 | 28 | 37.3 | 0.806 | 4.008 | 124.3 | 0.167
Amini | 9 | Sep | SW monsoon | 30 | 720 | 5.472 | 2.736 | 3.42 | 5.527 | 164.2 | 27.2 | 28.2 | 38.8 | 0.8014 | 4.429 | 132.9 | 0.1846
Amini | 10 | Oct | Post-monsoon | 31 | 744 | 5.672 | 2.382 | 4.112 | 5.898 | 175.8 | 27.9 | 28.7 | 40.3 | 0.797 | 4.701 | 145.7 | 0.1959
Amini | 11 | Nov | Post-monsoon | 30 | 720 | 5.572 | 2.229 | 4.179 | 5.962 | 167.2 | 28 | 29 | 40.6 | 0.7963 | 4.748 | 142.4 | 0.1978
Amini | 12 | Dec | NE monsoon / winter | 31 | 744 | 5.572 | 2.006 | 4.458 | 6.018 | 172.7 | 27.8 | 28.8 | 40.5 | 0.7966 | 4.794 | 148.6 | 0.1997
Parali I (eroded 2017) | 1 | Jan | NE monsoon / winter | 31 | 744 | 6.1 | 2.013 | 5.109 | 6.527 | 189.1 | 27.5 | 28.4 | 41.2 | 0.7943 | 5.184 | 160.7 | 0.216
Parali I (eroded 2017) | 2 | Feb | NE monsoon / winter | 28 | 672 | 6.7 | 2.01 | 5.862 | 7.035 | 187.6 | 27.8 | 28.8 | 42.6 | 0.7903 | 5.559 | 155.7 | 0.2316
Parali I (eroded 2017) | 3 | Mar | Pre-monsoon | 31 | 744 | 7.1 | 2.13 | 6.212 | 7.242 | 220.1 | 28.6 | 29.6 | 43.8 | 0.7866 | 5.697 | 176.6 | 0.2374
Parali I (eroded 2017) | 4 | Apr | Pre-monsoon | 30 | 720 | 7 | 2.31 | 5.862 | 6.93 | 210 | 29.6 | 30.4 | 44.2 | 0.7856 | 5.444 | 163.3 | 0.2268
Parali I (eroded 2017) | 5 | May | Pre-monsoon | 31 | 744 | 6.1 | 2.44 | 4.575 | 5.917 | 189.1 | 29.5 | 30.2 | 42 | 0.7922 | 4.687 | 145.3 | 0.1953
Parali I (eroded 2017) | 6 | Jun | SW monsoon | 30 | 720 | 4.5 | 2.61 | 2.362 | 4.32 | 135 | 27.6 | 29 | 36.7 | 0.8077 | 3.489 | 104.7 | 0.1454
Parali I (eroded 2017) | 7 | Jul | SW monsoon | 31 | 744 | 4.6 | 2.76 | 2.3 | 4.416 | 142.6 | 26.6 | 28.2 | 35.9 | 0.81 | 3.577 | 110.9 | 0.149
Parali I (eroded 2017) | 8 | Aug | SW monsoon | 31 | 744 | 5.1 | 2.805 | 2.869 | 4.998 | 158.1 | 26.8 | 28 | 37.3 | 0.8058 | 4.028 | 124.9 | 0.1678
Parali I (eroded 2017) | 9 | Sep | SW monsoon | 30 | 720 | 5.5 | 2.75 | 3.438 | 5.555 | 165 | 27.2 | 28.2 | 38.9 | 0.8012 | 4.451 | 133.5 | 0.1854
Parali I (eroded 2017) | 10 | Oct | Post-monsoon | 31 | 744 | 5.7 | 2.394 | 4.132 | 5.928 | 176.7 | 27.9 | 28.7 | 40.4 | 0.7968 | 4.724 | 146.4 | 0.1968
Parali I (eroded 2017) | 11 | Nov | Post-monsoon | 30 | 720 | 5.6 | 2.24 | 4.2 | 5.992 | 168 | 28 | 29 | 40.6 | 0.7961 | 4.77 | 143.1 | 0.1988
Parali I (eroded 2017) | 12 | Dec | NE monsoon / winter | 31 | 744 | 5.6 | 2.016 | 4.48 | 6.048 | 173.6 | 27.8 | 28.8 | 40.5 | 0.7964 | 4.817 | 149.3 | 0.2007
Parali II | 1 | Jan | NE monsoon / winter | 31 | 744 | 6.1 | 2.013 | 5.109 | 6.527 | 189.1 | 27.5 | 28.4 | 41.2 | 0.7943 | 5.184 | 160.7 | 0.216
Parali II | 2 | Feb | NE monsoon / winter | 28 | 672 | 6.7 | 2.01 | 5.862 | 7.035 | 187.6 | 27.8 | 28.8 | 42.6 | 0.7903 | 5.559 | 155.7 | 0.2316
Parali II | 3 | Mar | Pre-monsoon | 31 | 744 | 7.1 | 2.13 | 6.212 | 7.242 | 220.1 | 28.6 | 29.6 | 43.8 | 0.7866 | 5.697 | 176.6 | 0.2374
Parali II | 4 | Apr | Pre-monsoon | 30 | 720 | 7 | 2.31 | 5.862 | 6.93 | 210 | 29.6 | 30.4 | 44.2 | 0.7856 | 5.444 | 163.3 | 0.2268
Parali II | 5 | May | Pre-monsoon | 31 | 744 | 6.1 | 2.44 | 4.575 | 5.917 | 189.1 | 29.5 | 30.2 | 42 | 0.7922 | 4.687 | 145.3 | 0.1953
Parali II | 6 | Jun | SW monsoon | 30 | 720 | 4.5 | 2.61 | 2.362 | 4.32 | 135 | 27.6 | 29 | 36.7 | 0.8077 | 3.489 | 104.7 | 0.1454
Parali II | 7 | Jul | SW monsoon | 31 | 744 | 4.6 | 2.76 | 2.3 | 4.416 | 142.6 | 26.6 | 28.2 | 35.9 | 0.81 | 3.577 | 110.9 | 0.149
Parali II | 8 | Aug | SW monsoon | 31 | 744 | 5.1 | 2.805 | 2.869 | 4.998 | 158.1 | 26.8 | 28 | 37.3 | 0.8058 | 4.028 | 124.9 | 0.1678
Parali II | 9 | Sep | SW monsoon | 30 | 720 | 5.5 | 2.75 | 3.438 | 5.555 | 165 | 27.2 | 28.2 | 38.9 | 0.8012 | 4.451 | 133.5 | 0.1854
Parali II | 10 | Oct | Post-monsoon | 31 | 744 | 5.7 | 2.394 | 4.132 | 5.928 | 176.7 | 27.9 | 28.7 | 40.4 | 0.7968 | 4.724 | 146.4 | 0.1968
Parali II | 11 | Nov | Post-monsoon | 30 | 720 | 5.6 | 2.24 | 4.2 | 5.992 | 168 | 28 | 29 | 40.6 | 0.7961 | 4.77 | 143.1 | 0.1988
Parali II | 12 | Dec | NE monsoon / winter | 31 | 744 | 5.6 | 2.016 | 4.48 | 6.048 | 173.6 | 27.8 | 28.8 | 40.5 | 0.7964 | 4.817 | 149.3 | 0.2007
Parali III | 1 | Jan | NE monsoon / winter | 31 | 744 | 6.1 | 2.013 | 5.109 | 6.527 | 189.1 | 27.5 | 28.4 | 41.2 | 0.7943 | 5.184 | 160.7 | 0.216
Parali III | 2 | Feb | NE monsoon / winter | 28 | 672 | 6.7 | 2.01 | 5.862 | 7.035 | 187.6 | 27.8 | 28.8 | 42.6 | 0.7903 | 5.559 | 155.7 | 0.2316
Parali III | 3 | Mar | Pre-monsoon | 31 | 744 | 7.1 | 2.13 | 6.212 | 7.242 | 220.1 | 28.6 | 29.6 | 43.8 | 0.7866 | 5.697 | 176.6 | 0.2374
Parali III | 4 | Apr | Pre-monsoon | 30 | 720 | 7 | 2.31 | 5.862 | 6.93 | 210 | 29.6 | 30.4 | 44.2 | 0.7856 | 5.444 | 163.3 | 0.2268
Parali III | 5 | May | Pre-monsoon | 31 | 744 | 6.1 | 2.44 | 4.575 | 5.917 | 189.1 | 29.5 | 30.2 | 42 | 0.7922 | 4.687 | 145.3 | 0.1953
Parali III | 6 | Jun | SW monsoon | 30 | 720 | 4.5 | 2.61 | 2.362 | 4.32 | 135 | 27.6 | 29 | 36.7 | 0.8077 | 3.489 | 104.7 | 0.1454
Parali III | 7 | Jul | SW monsoon | 31 | 744 | 4.6 | 2.76 | 2.3 | 4.416 | 142.6 | 26.6 | 28.2 | 35.9 | 0.81 | 3.577 | 110.9 | 0.149
Parali III | 8 | Aug | SW monsoon | 31 | 744 | 5.1 | 2.805 | 2.869 | 4.998 | 158.1 | 26.8 | 28 | 37.3 | 0.8058 | 4.028 | 124.9 | 0.1678
Parali III | 9 | Sep | SW monsoon | 30 | 720 | 5.5 | 2.75 | 3.438 | 5.555 | 165 | 27.2 | 28.2 | 38.9 | 0.8012 | 4.451 | 133.5 | 0.1854
Parali III | 10 | Oct | Post-monsoon | 31 | 744 | 5.7 | 2.394 | 4.132 | 5.928 | 176.7 | 27.9 | 28.7 | 40.4 | 0.7968 | 4.724 | 146.4 | 0.1968
Parali III | 11 | Nov | Post-monsoon | 30 | 720 | 5.6 | 2.24 | 4.2 | 5.992 | 168 | 28 | 29 | 40.6 | 0.7961 | 4.77 | 143.1 | 0.1988
Parali III | 12 | Dec | NE monsoon / winter | 31 | 744 | 5.6 | 2.016 | 4.48 | 6.048 | 173.6 | 27.8 | 28.8 | 40.5 | 0.7964 | 4.817 | 149.3 | 0.2007
Thinnakara | 1 | Jan | NE monsoon / winter | 31 | 744 | 6.1 | 2.013 | 5.109 | 6.527 | 189.1 | 27.5 | 28.4 | 41.2 | 0.7943 | 5.184 | 160.7 | 0.216
Thinnakara | 2 | Feb | NE monsoon / winter | 28 | 672 | 6.7 | 2.01 | 5.862 | 7.035 | 187.6 | 27.8 | 28.8 | 42.6 | 0.7903 | 5.559 | 155.7 | 0.2316
Thinnakara | 3 | Mar | Pre-monsoon | 31 | 744 | 7.1 | 2.13 | 6.212 | 7.242 | 220.1 | 28.6 | 29.6 | 43.8 | 0.7866 | 5.697 | 176.6 | 0.2374
Thinnakara | 4 | Apr | Pre-monsoon | 30 | 720 | 7 | 2.31 | 5.862 | 6.93 | 210 | 29.6 | 30.4 | 44.2 | 0.7856 | 5.444 | 163.3 | 0.2268
Thinnakara | 5 | May | Pre-monsoon | 31 | 744 | 6.1 | 2.44 | 4.575 | 5.917 | 189.1 | 29.5 | 30.2 | 42 | 0.7922 | 4.687 | 145.3 | 0.1953
Thinnakara | 6 | Jun | SW monsoon | 30 | 720 | 4.5 | 2.61 | 2.362 | 4.32 | 135 | 27.6 | 29 | 36.7 | 0.8077 | 3.489 | 104.7 | 0.1454
Thinnakara | 7 | Jul | SW monsoon | 31 | 744 | 4.6 | 2.76 | 2.3 | 4.416 | 142.6 | 26.6 | 28.2 | 35.9 | 0.81 | 3.577 | 110.9 | 0.149
Thinnakara | 8 | Aug | SW monsoon | 31 | 744 | 5.1 | 2.805 | 2.869 | 4.998 | 158.1 | 26.8 | 28 | 37.3 | 0.8058 | 4.028 | 124.9 | 0.1678
Thinnakara | 9 | Sep | SW monsoon | 30 | 720 | 5.5 | 2.75 | 3.438 | 5.555 | 165 | 27.2 | 28.2 | 38.9 | 0.8012 | 4.451 | 133.5 | 0.1854
Thinnakara | 10 | Oct | Post-monsoon | 31 | 744 | 5.7 | 2.394 | 4.132 | 5.928 | 176.7 | 27.9 | 28.7 | 40.4 | 0.7968 | 4.724 | 146.4 | 0.1968
Thinnakara | 11 | Nov | Post-monsoon | 30 | 720 | 5.6 | 2.24 | 4.2 | 5.992 | 168 | 28 | 29 | 40.6 | 0.7961 | 4.77 | 143.1 | 0.1988
Thinnakara | 12 | Dec | NE monsoon / winter | 31 | 744 | 5.6 | 2.016 | 4.48 | 6.048 | 173.6 | 27.8 | 28.8 | 40.5 | 0.7964 | 4.817 | 149.3 | 0.2007
Bangaram | 1 | Jan | NE monsoon / winter | 31 | 744 | 6.1 | 2.013 | 5.109 | 6.527 | 189.1 | 27.5 | 28.4 | 41.2 | 0.7943 | 5.184 | 160.7 | 0.216
Bangaram | 2 | Feb | NE monsoon / winter | 28 | 672 | 6.7 | 2.01 | 5.862 | 7.035 | 187.6 | 27.8 | 28.8 | 42.6 | 0.7903 | 5.559 | 155.7 | 0.2316
Bangaram | 3 | Mar | Pre-monsoon | 31 | 744 | 7.1 | 2.13 | 6.212 | 7.242 | 220.1 | 28.6 | 29.6 | 43.8 | 0.7866 | 5.697 | 176.6 | 0.2374
Bangaram | 4 | Apr | Pre-monsoon | 30 | 720 | 7 | 2.31 | 5.862 | 6.93 | 210 | 29.6 | 30.4 | 44.2 | 0.7856 | 5.444 | 163.3 | 0.2268
Bangaram | 5 | May | Pre-monsoon | 31 | 744 | 6.1 | 2.44 | 4.575 | 5.917 | 189.1 | 29.5 | 30.2 | 42 | 0.7922 | 4.687 | 145.3 | 0.1953
Bangaram | 6 | Jun | SW monsoon | 30 | 720 | 4.5 | 2.61 | 2.362 | 4.32 | 135 | 27.6 | 29 | 36.7 | 0.8077 | 3.489 | 104.7 | 0.1454
Bangaram | 7 | Jul | SW monsoon | 31 | 744 | 4.6 | 2.76 | 2.3 | 4.416 | 142.6 | 26.6 | 28.2 | 35.9 | 0.81 | 3.577 | 110.9 | 0.149
Bangaram | 8 | Aug | SW monsoon | 31 | 744 | 5.1 | 2.805 | 2.869 | 4.998 | 158.1 | 26.8 | 28 | 37.3 | 0.8058 | 4.028 | 124.9 | 0.1678
Bangaram | 9 | Sep | SW monsoon | 30 | 720 | 5.5 | 2.75 | 3.438 | 5.555 | 165 | 27.2 | 28.2 | 38.9 | 0.8012 | 4.451 | 133.5 | 0.1854
Bangaram | 10 | Oct | Post-monsoon | 31 | 744 | 5.7 | 2.394 | 4.132 | 5.928 | 176.7 | 27.9 | 28.7 | 40.4 | 0.7968 | 4.724 | 146.4 | 0.1968
Bangaram | 11 | Nov | Post-monsoon | 30 | 720 | 5.6 | 2.24 | 4.2 | 5.992 | 168 | 28 | 29 | 40.6 | 0.7961 | 4.77 | 143.1 | 0.1988
Bangaram | 12 | Dec | NE monsoon / winter | 31 | 744 | 5.6 | 2.016 | 4.48 | 6.048 | 173.6 | 27.8 | 28.8 | 40.5 | 0.7964 | 4.817 | 149.3 | 0.2007
South Bangaram Cay | 1 | Jan | NE monsoon / winter | 31 | 744 | 6.1 | 2.013 | 5.109 | 6.527 | 189.1 | 27.5 | 28.4 | 41.2 | 0.7943 | 5.184 | 160.7 | 0.216
South Bangaram Cay | 2 | Feb | NE monsoon / winter | 28 | 672 | 6.7 | 2.01 | 5.862 | 7.035 | 187.6 | 27.8 | 28.8 | 42.6 | 0.7903 | 5.559 | 155.7 | 0.2316
South Bangaram Cay | 3 | Mar | Pre-monsoon | 31 | 744 | 7.1 | 2.13 | 6.212 | 7.242 | 220.1 | 28.6 | 29.6 | 43.8 | 0.7866 | 5.697 | 176.6 | 0.2374
South Bangaram Cay | 4 | Apr | Pre-monsoon | 30 | 720 | 7 | 2.31 | 5.862 | 6.93 | 210 | 29.6 | 30.4 | 44.2 | 0.7856 | 5.444 | 163.3 | 0.2268
South Bangaram Cay | 5 | May | Pre-monsoon | 31 | 744 | 6.1 | 2.44 | 4.575 | 5.917 | 189.1 | 29.5 | 30.2 | 42 | 0.7922 | 4.687 | 145.3 | 0.1953
South Bangaram Cay | 6 | Jun | SW monsoon | 30 | 720 | 4.5 | 2.61 | 2.362 | 4.32 | 135 | 27.6 | 29 | 36.7 | 0.8077 | 3.489 | 104.7 | 0.1454
South Bangaram Cay | 7 | Jul | SW monsoon | 31 | 744 | 4.6 | 2.76 | 2.3 | 4.416 | 142.6 | 26.6 | 28.2 | 35.9 | 0.81 | 3.577 | 110.9 | 0.149
South Bangaram Cay | 8 | Aug | SW monsoon | 31 | 744 | 5.1 | 2.805 | 2.869 | 4.998 | 158.1 | 26.8 | 28 | 37.3 | 0.8058 | 4.028 | 124.9 | 0.1678
South Bangaram Cay | 9 | Sep | SW monsoon | 30 | 720 | 5.5 | 2.75 | 3.438 | 5.555 | 165 | 27.2 | 28.2 | 38.9 | 0.8012 | 4.451 | 133.5 | 0.1854
South Bangaram Cay | 10 | Oct | Post-monsoon | 31 | 744 | 5.7 | 2.394 | 4.132 | 5.928 | 176.7 | 27.9 | 28.7 | 40.4 | 0.7968 | 4.724 | 146.4 | 0.1968
South Bangaram Cay | 11 | Nov | Post-monsoon | 30 | 720 | 5.6 | 2.24 | 4.2 | 5.992 | 168 | 28 | 29 | 40.6 | 0.7961 | 4.77 | 143.1 | 0.1988
South Bangaram Cay | 12 | Dec | NE monsoon / winter | 31 | 744 | 5.6 | 2.016 | 4.48 | 6.048 | 173.6 | 27.8 | 28.8 | 40.5 | 0.7964 | 4.817 | 149.3 | 0.2007
Kalpitti | 1 | Jan | NE monsoon / winter | 31 | 744 | 6.1 | 2.013 | 5.109 | 6.527 | 189.1 | 27.5 | 28.4 | 41.2 | 0.7943 | 5.184 | 160.7 | 0.216
Kalpitti | 2 | Feb | NE monsoon / winter | 28 | 672 | 6.7 | 2.01 | 5.862 | 7.035 | 187.6 | 27.8 | 28.8 | 42.6 | 0.7903 | 5.559 | 155.7 | 0.2316
Kalpitti | 3 | Mar | Pre-monsoon | 31 | 744 | 7.1 | 2.13 | 6.212 | 7.242 | 220.1 | 28.6 | 29.6 | 43.8 | 0.7866 | 5.697 | 176.6 | 0.2374
Kalpitti | 4 | Apr | Pre-monsoon | 30 | 720 | 7 | 2.31 | 5.862 | 6.93 | 210 | 29.6 | 30.4 | 44.2 | 0.7856 | 5.444 | 163.3 | 0.2268
Kalpitti | 5 | May | Pre-monsoon | 31 | 744 | 6.1 | 2.44 | 4.575 | 5.917 | 189.1 | 29.5 | 30.2 | 42 | 0.7922 | 4.687 | 145.3 | 0.1953
Kalpitti | 6 | Jun | SW monsoon | 30 | 720 | 4.5 | 2.61 | 2.362 | 4.32 | 135 | 27.6 | 29 | 36.7 | 0.8077 | 3.489 | 104.7 | 0.1454
Kalpitti | 7 | Jul | SW monsoon | 31 | 744 | 4.6 | 2.76 | 2.3 | 4.416 | 142.6 | 26.6 | 28.2 | 35.9 | 0.81 | 3.577 | 110.9 | 0.149
Kalpitti | 8 | Aug | SW monsoon | 31 | 744 | 5.1 | 2.805 | 2.869 | 4.998 | 158.1 | 26.8 | 28 | 37.3 | 0.8058 | 4.028 | 124.9 | 0.1678
Kalpitti | 9 | Sep | SW monsoon | 30 | 720 | 5.5 | 2.75 | 3.438 | 5.555 | 165 | 27.2 | 28.2 | 38.9 | 0.8012 | 4.451 | 133.5 | 0.1854
Kalpitti | 10 | Oct | Post-monsoon | 31 | 744 | 5.7 | 2.394 | 4.132 | 5.928 | 176.7 | 27.9 | 28.7 | 40.4 | 0.7968 | 4.724 | 146.4 | 0.1968
Kalpitti | 11 | Nov | Post-monsoon | 30 | 720 | 5.6 | 2.24 | 4.2 | 5.992 | 168 | 28 | 29 | 40.6 | 0.7961 | 4.77 | 143.1 | 0.1988
Kalpitti | 12 | Dec | NE monsoon / winter | 31 | 744 | 5.6 | 2.016 | 4.48 | 6.048 | 173.6 | 27.8 | 28.8 | 40.5 | 0.7964 | 4.817 | 149.3 | 0.2007
Agatti | 1 | Jan | NE monsoon / winter | 31 | 744 | 6.1 | 2.013 | 5.109 | 6.527 | 189.1 | 27.5 | 28.4 | 41.2 | 0.7943 | 5.184 | 160.7 | 0.216
Agatti | 2 | Feb | NE monsoon / winter | 28 | 672 | 6.7 | 2.01 | 5.862 | 7.035 | 187.6 | 27.8 | 28.8 | 42.6 | 0.7903 | 5.559 | 155.7 | 0.2316
Agatti | 3 | Mar | Pre-monsoon | 31 | 744 | 7.1 | 2.13 | 6.212 | 7.242 | 220.1 | 28.6 | 29.6 | 43.8 | 0.7866 | 5.697 | 176.6 | 0.2374
Agatti | 4 | Apr | Pre-monsoon | 30 | 720 | 7 | 2.31 | 5.862 | 6.93 | 210 | 29.6 | 30.4 | 44.2 | 0.7856 | 5.444 | 163.3 | 0.2268
Agatti | 5 | May | Pre-monsoon | 31 | 744 | 6.1 | 2.44 | 4.575 | 5.917 | 189.1 | 29.5 | 30.2 | 42 | 0.7922 | 4.687 | 145.3 | 0.1953
Agatti | 6 | Jun | SW monsoon | 30 | 720 | 4.5 | 2.61 | 2.362 | 4.32 | 135 | 27.6 | 29 | 36.7 | 0.8077 | 3.489 | 104.7 | 0.1454
Agatti | 7 | Jul | SW monsoon | 31 | 744 | 4.6 | 2.76 | 2.3 | 4.416 | 142.6 | 26.6 | 28.2 | 35.9 | 0.81 | 3.577 | 110.9 | 0.149
Agatti | 8 | Aug | SW monsoon | 31 | 744 | 5.1 | 2.805 | 2.869 | 4.998 | 158.1 | 26.8 | 28 | 37.3 | 0.8058 | 4.028 | 124.9 | 0.1678
Agatti | 9 | Sep | SW monsoon | 30 | 720 | 5.5 | 2.75 | 3.438 | 5.555 | 165 | 27.2 | 28.2 | 38.9 | 0.8012 | 4.451 | 133.5 | 0.1854
Agatti | 10 | Oct | Post-monsoon | 31 | 744 | 5.7 | 2.394 | 4.132 | 5.928 | 176.7 | 27.9 | 28.7 | 40.4 | 0.7968 | 4.724 | 146.4 | 0.1968
Agatti | 11 | Nov | Post-monsoon | 30 | 720 | 5.6 | 2.24 | 4.2 | 5.992 | 168 | 28 | 29 | 40.6 | 0.7961 | 4.77 | 143.1 | 0.1988
Agatti | 12 | Dec | NE monsoon / winter | 31 | 744 | 5.6 | 2.016 | 4.48 | 6.048 | 173.6 | 27.8 | 28.8 | 40.5 | 0.7964 | 4.817 | 149.3 | 0.2007
Pitti (Bird Island) | 1 | Jan | NE monsoon / winter | 31 | 744 | 6.1 | 2.013 | 5.109 | 6.527 | 189.1 | 27.5 | 28.4 | 41.2 | 0.7943 | 5.184 | 160.7 | 0.216
Pitti (Bird Island) | 2 | Feb | NE monsoon / winter | 28 | 672 | 6.7 | 2.01 | 5.862 | 7.035 | 187.6 | 27.8 | 28.8 | 42.6 | 0.7903 | 5.559 | 155.7 | 0.2316
Pitti (Bird Island) | 3 | Mar | Pre-monsoon | 31 | 744 | 7.1 | 2.13 | 6.212 | 7.242 | 220.1 | 28.6 | 29.6 | 43.8 | 0.7866 | 5.697 | 176.6 | 0.2374
Pitti (Bird Island) | 4 | Apr | Pre-monsoon | 30 | 720 | 7 | 2.31 | 5.862 | 6.93 | 210 | 29.6 | 30.4 | 44.2 | 0.7856 | 5.444 | 163.3 | 0.2268
Pitti (Bird Island) | 5 | May | Pre-monsoon | 31 | 744 | 6.1 | 2.44 | 4.575 | 5.917 | 189.1 | 29.5 | 30.2 | 42 | 0.7922 | 4.687 | 145.3 | 0.1953
Pitti (Bird Island) | 6 | Jun | SW monsoon | 30 | 720 | 4.5 | 2.61 | 2.362 | 4.32 | 135 | 27.6 | 29 | 36.7 | 0.8077 | 3.489 | 104.7 | 0.1454
Pitti (Bird Island) | 7 | Jul | SW monsoon | 31 | 744 | 4.6 | 2.76 | 2.3 | 4.416 | 142.6 | 26.6 | 28.2 | 35.9 | 0.81 | 3.577 | 110.9 | 0.149
Pitti (Bird Island) | 8 | Aug | SW monsoon | 31 | 744 | 5.1 | 2.805 | 2.869 | 4.998 | 158.1 | 26.8 | 28 | 37.3 | 0.8058 | 4.028 | 124.9 | 0.1678
Pitti (Bird Island) | 9 | Sep | SW monsoon | 30 | 720 | 5.5 | 2.75 | 3.438 | 5.555 | 165 | 27.2 | 28.2 | 38.9 | 0.8012 | 4.451 | 133.5 | 0.1854
Pitti (Bird Island) | 10 | Oct | Post-monsoon | 31 | 744 | 5.7 | 2.394 | 4.132 | 5.928 | 176.7 | 27.9 | 28.7 | 40.4 | 0.7968 | 4.724 | 146.4 | 0.1968
Pitti (Bird Island) | 11 | Nov | Post-monsoon | 30 | 720 | 5.6 | 2.24 | 4.2 | 5.992 | 168 | 28 | 29 | 40.6 | 0.7961 | 4.77 | 143.1 | 0.1988
Pitti (Bird Island) | 12 | Dec | NE monsoon / winter | 31 | 744 | 5.6 | 2.016 | 4.48 | 6.048 | 173.6 | 27.8 | 28.8 | 40.5 | 0.7964 | 4.817 | 149.3 | 0.2007
Andrott | 1 | Jan | NE monsoon / winter | 31 | 744 | 6.13 | 2.023 | 5.134 | 6.56 | 190 | 27.5 | 28.4 | 41.3 | 0.7941 | 5.209 | 161.5 | 0.217
Andrott | 2 | Feb | NE monsoon / winter | 28 | 672 | 6.733 | 2.02 | 5.892 | 7.07 | 188.5 | 27.8 | 28.8 | 42.7 | 0.79 | 5.586 | 156.4 | 0.2327
Andrott | 3 | Mar | Pre-monsoon | 31 | 744 | 7.135 | 2.141 | 6.244 | 7.278 | 221.2 | 28.6 | 29.6 | 43.9 | 0.7864 | 5.724 | 177.4 | 0.2385
Andrott | 4 | Apr | Pre-monsoon | 30 | 720 | 7.035 | 2.322 | 5.892 | 6.965 | 211 | 29.6 | 30.4 | 44.3 | 0.7854 | 5.47 | 164.1 | 0.2279
Andrott | 5 | May | Pre-monsoon | 31 | 744 | 6.13 | 2.452 | 4.598 | 5.947 | 190 | 29.5 | 30.2 | 42 | 0.792 | 4.71 | 146 | 0.1962
Andrott | 6 | Jun | SW monsoon | 30 | 720 | 4.522 | 2.623 | 2.374 | 4.342 | 135.7 | 27.6 | 29 | 36.7 | 0.8076 | 3.506 | 105.2 | 0.1461
Andrott | 7 | Jul | SW monsoon | 31 | 744 | 4.623 | 2.774 | 2.311 | 4.438 | 143.3 | 26.6 | 28.2 | 35.9 | 0.8099 | 3.594 | 111.4 | 0.1498
Andrott | 8 | Aug | SW monsoon | 31 | 744 | 5.125 | 2.819 | 2.883 | 5.023 | 158.9 | 26.8 | 28 | 37.4 | 0.8057 | 4.047 | 125.5 | 0.1686
Andrott | 9 | Sep | SW monsoon | 30 | 720 | 5.528 | 2.764 | 3.455 | 5.583 | 165.8 | 27.2 | 28.2 | 39 | 0.801 | 4.472 | 134.2 | 0.1863
Andrott | 10 | Oct | Post-monsoon | 31 | 744 | 5.728 | 2.406 | 4.153 | 5.958 | 177.6 | 27.9 | 28.7 | 40.4 | 0.7966 | 4.746 | 147.1 | 0.1978
Andrott | 11 | Nov | Post-monsoon | 30 | 720 | 5.628 | 2.251 | 4.221 | 6.022 | 168.8 | 28 | 29 | 40.7 | 0.796 | 4.793 | 143.8 | 0.1997
Andrott | 12 | Dec | NE monsoon / winter | 31 | 744 | 5.628 | 2.026 | 4.502 | 6.078 | 174.5 | 27.8 | 28.8 | 40.6 | 0.7962 | 4.839 | 150 | 0.2016
Kavaratti | 1 | Jan | NE monsoon / winter | 31 | 744 | 6.1 | 2.013 | 5.109 | 6.527 | 189.1 | 27.5 | 28.4 | 41.2 | 0.7943 | 5.184 | 160.7 | 0.216
Kavaratti | 2 | Feb | NE monsoon / winter | 28 | 672 | 6.7 | 2.01 | 5.862 | 7.035 | 187.6 | 27.8 | 28.8 | 42.6 | 0.7903 | 5.559 | 155.7 | 0.2316
Kavaratti | 3 | Mar | Pre-monsoon | 31 | 744 | 7.1 | 2.13 | 6.212 | 7.242 | 220.1 | 28.6 | 29.6 | 43.8 | 0.7866 | 5.697 | 176.6 | 0.2374
Kavaratti | 4 | Apr | Pre-monsoon | 30 | 720 | 7 | 2.31 | 5.862 | 6.93 | 210 | 29.6 | 30.4 | 44.2 | 0.7856 | 5.444 | 163.3 | 0.2268
Kavaratti | 5 | May | Pre-monsoon | 31 | 744 | 6.1 | 2.44 | 4.575 | 5.917 | 189.1 | 29.5 | 30.2 | 42 | 0.7922 | 4.687 | 145.3 | 0.1953
Kavaratti | 6 | Jun | SW monsoon | 30 | 720 | 4.5 | 2.61 | 2.362 | 4.32 | 135 | 27.6 | 29 | 36.7 | 0.8077 | 3.489 | 104.7 | 0.1454
Kavaratti | 7 | Jul | SW monsoon | 31 | 744 | 4.6 | 2.76 | 2.3 | 4.416 | 142.6 | 26.6 | 28.2 | 35.9 | 0.81 | 3.577 | 110.9 | 0.149
Kavaratti | 8 | Aug | SW monsoon | 31 | 744 | 5.1 | 2.805 | 2.869 | 4.998 | 158.1 | 26.8 | 28 | 37.3 | 0.8058 | 4.028 | 124.9 | 0.1678
Kavaratti | 9 | Sep | SW monsoon | 30 | 720 | 5.5 | 2.75 | 3.438 | 5.555 | 165 | 27.2 | 28.2 | 38.9 | 0.8012 | 4.451 | 133.5 | 0.1854
Kavaratti | 10 | Oct | Post-monsoon | 31 | 744 | 5.7 | 2.394 | 4.132 | 5.928 | 176.7 | 27.9 | 28.7 | 40.4 | 0.7968 | 4.724 | 146.4 | 0.1968
Kavaratti | 11 | Nov | Post-monsoon | 30 | 720 | 5.6 | 2.24 | 4.2 | 5.992 | 168 | 28 | 29 | 40.6 | 0.7961 | 4.77 | 143.1 | 0.1988
Kavaratti | 12 | Dec | NE monsoon / winter | 31 | 744 | 5.6 | 2.016 | 4.48 | 6.048 | 173.6 | 27.8 | 28.8 | 40.5 | 0.7964 | 4.817 | 149.3 | 0.2007
Cheriyam | 1 | Jan | NE monsoon / winter | 31 | 744 | 6.161 | 2.033 | 5.16 | 6.592 | 191 | 27.5 | 28.4 | 41.4 | 0.7939 | 5.234 | 162.2 | 0.2181
Cheriyam | 2 | Feb | NE monsoon / winter | 28 | 672 | 6.767 | 2.03 | 5.921 | 7.105 | 189.5 | 27.8 | 28.8 | 42.8 | 0.7898 | 5.612 | 157.1 | 0.2338
Cheriyam | 3 | Mar | Pre-monsoon | 31 | 744 | 7.171 | 2.151 | 6.275 | 7.314 | 222.3 | 28.6 | 29.6 | 44 | 0.7862 | 5.75 | 178.3 | 0.2396
Cheriyam | 4 | Apr | Pre-monsoon | 30 | 720 | 7.07 | 2.333 | 5.921 | 6.999 | 212.1 | 29.6 | 30.4 | 44.3 | 0.7852 | 5.496 | 164.9 | 0.229
Cheriyam | 5 | May | Pre-monsoon | 31 | 744 | 6.161 | 2.464 | 4.621 | 5.976 | 191 | 29.5 | 30.2 | 42.1 | 0.7918 | 4.732 | 146.7 | 0.1972
Cheriyam | 6 | Jun | SW monsoon | 30 | 720 | 4.545 | 2.636 | 2.386 | 4.363 | 136.4 | 27.6 | 29 | 36.8 | 0.8074 | 3.523 | 105.7 | 0.1468
Cheriyam | 7 | Jul | SW monsoon | 31 | 744 | 4.646 | 2.788 | 2.323 | 4.46 | 144 | 26.6 | 28.2 | 36 | 0.8098 | 3.612 | 112 | 0.1505
Cheriyam | 8 | Aug | SW monsoon | 31 | 744 | 5.151 | 2.833 | 2.897 | 5.048 | 159.7 | 26.8 | 28 | 37.4 | 0.8055 | 4.066 | 126.1 | 0.1694
Cheriyam | 9 | Sep | SW monsoon | 30 | 720 | 5.555 | 2.778 | 3.472 | 5.611 | 166.6 | 27.2 | 28.2 | 39 | 0.8009 | 4.493 | 134.8 | 0.1872
Cheriyam | 10 | Oct | Post-monsoon | 31 | 744 | 5.757 | 2.418 | 4.174 | 5.987 | 178.5 | 27.9 | 28.7 | 40.5 | 0.7965 | 4.769 | 147.8 | 0.1987
Cheriyam | 11 | Nov | Post-monsoon | 30 | 720 | 5.656 | 2.262 | 4.242 | 6.052 | 169.7 | 28 | 29 | 40.7 | 0.7958 | 4.816 | 144.5 | 0.2007
Cheriyam | 12 | Dec | NE monsoon / winter | 31 | 744 | 5.656 | 2.036 | 4.525 | 6.108 | 175.3 | 27.8 | 28.8 | 40.7 | 0.796 | 4.862 | 150.7 | 0.2026
Kodithala | 1 | Jan | NE monsoon / winter | 31 | 744 | 6.161 | 2.033 | 5.16 | 6.592 | 191 | 27.5 | 28.4 | 41.4 | 0.7939 | 5.234 | 162.2 | 0.2181
Kodithala | 2 | Feb | NE monsoon / winter | 28 | 672 | 6.767 | 2.03 | 5.921 | 7.105 | 189.5 | 27.8 | 28.8 | 42.8 | 0.7898 | 5.612 | 157.1 | 0.2338
Kodithala | 3 | Mar | Pre-monsoon | 31 | 744 | 7.171 | 2.151 | 6.275 | 7.314 | 222.3 | 28.6 | 29.6 | 44 | 0.7862 | 5.75 | 178.3 | 0.2396
Kodithala | 4 | Apr | Pre-monsoon | 30 | 720 | 7.07 | 2.333 | 5.921 | 6.999 | 212.1 | 29.6 | 30.4 | 44.3 | 0.7852 | 5.496 | 164.9 | 0.229
Kodithala | 5 | May | Pre-monsoon | 31 | 744 | 6.161 | 2.464 | 4.621 | 5.976 | 191 | 29.5 | 30.2 | 42.1 | 0.7918 | 4.732 | 146.7 | 0.1972
Kodithala | 6 | Jun | SW monsoon | 30 | 720 | 4.545 | 2.636 | 2.386 | 4.363 | 136.4 | 27.6 | 29 | 36.8 | 0.8074 | 3.523 | 105.7 | 0.1468
Kodithala | 7 | Jul | SW monsoon | 31 | 744 | 4.646 | 2.788 | 2.323 | 4.46 | 144 | 26.6 | 28.2 | 36 | 0.8098 | 3.612 | 112 | 0.1505
Kodithala | 8 | Aug | SW monsoon | 31 | 744 | 5.151 | 2.833 | 2.897 | 5.048 | 159.7 | 26.8 | 28 | 37.4 | 0.8055 | 4.066 | 126.1 | 0.1694
Kodithala | 9 | Sep | SW monsoon | 30 | 720 | 5.555 | 2.778 | 3.472 | 5.611 | 166.6 | 27.2 | 28.2 | 39 | 0.8009 | 4.493 | 134.8 | 0.1872
Kodithala | 10 | Oct | Post-monsoon | 31 | 744 | 5.757 | 2.418 | 4.174 | 5.987 | 178.5 | 27.9 | 28.7 | 40.5 | 0.7965 | 4.769 | 147.8 | 0.1987
Kodithala | 11 | Nov | Post-monsoon | 30 | 720 | 5.656 | 2.262 | 4.242 | 6.052 | 169.7 | 28 | 29 | 40.7 | 0.7958 | 4.816 | 144.5 | 0.2007
Kodithala | 12 | Dec | NE monsoon / winter | 31 | 744 | 5.656 | 2.036 | 4.525 | 6.108 | 175.3 | 27.8 | 28.8 | 40.7 | 0.796 | 4.862 | 150.7 | 0.2026
Suheli Cheriyakara | 1 | Jan | NE monsoon / winter | 31 | 744 | 6.161 | 2.033 | 5.16 | 6.592 | 191 | 27.5 | 28.4 | 41.4 | 0.7939 | 5.234 | 162.2 | 0.2181
Suheli Cheriyakara | 2 | Feb | NE monsoon / winter | 28 | 672 | 6.767 | 2.03 | 5.921 | 7.105 | 189.5 | 27.8 | 28.8 | 42.8 | 0.7898 | 5.612 | 157.1 | 0.2338
Suheli Cheriyakara | 3 | Mar | Pre-monsoon | 31 | 744 | 7.171 | 2.151 | 6.275 | 7.314 | 222.3 | 28.6 | 29.6 | 44 | 0.7862 | 5.75 | 178.3 | 0.2396
Suheli Cheriyakara | 4 | Apr | Pre-monsoon | 30 | 720 | 7.07 | 2.333 | 5.921 | 6.999 | 212.1 | 29.6 | 30.4 | 44.3 | 0.7852 | 5.496 | 164.9 | 0.229
Suheli Cheriyakara | 5 | May | Pre-monsoon | 31 | 744 | 6.161 | 2.464 | 4.621 | 5.976 | 191 | 29.5 | 30.2 | 42.1 | 0.7918 | 4.732 | 146.7 | 0.1972
Suheli Cheriyakara | 6 | Jun | SW monsoon | 30 | 720 | 4.545 | 2.636 | 2.386 | 4.363 | 136.4 | 27.6 | 29 | 36.8 | 0.8074 | 3.523 | 105.7 | 0.1468
Suheli Cheriyakara | 7 | Jul | SW monsoon | 31 | 744 | 4.646 | 2.788 | 2.323 | 4.46 | 144 | 26.6 | 28.2 | 36 | 0.8098 | 3.612 | 112 | 0.1505
Suheli Cheriyakara | 8 | Aug | SW monsoon | 31 | 744 | 5.151 | 2.833 | 2.897 | 5.048 | 159.7 | 26.8 | 28 | 37.4 | 0.8055 | 4.066 | 126.1 | 0.1694
Suheli Cheriyakara | 9 | Sep | SW monsoon | 30 | 720 | 5.555 | 2.778 | 3.472 | 5.611 | 166.6 | 27.2 | 28.2 | 39 | 0.8009 | 4.493 | 134.8 | 0.1872
Suheli Cheriyakara | 10 | Oct | Post-monsoon | 31 | 744 | 5.757 | 2.418 | 4.174 | 5.987 | 178.5 | 27.9 | 28.7 | 40.5 | 0.7965 | 4.769 | 147.8 | 0.1987
Suheli Cheriyakara | 11 | Nov | Post-monsoon | 30 | 720 | 5.656 | 2.262 | 4.242 | 6.052 | 169.7 | 28 | 29 | 40.7 | 0.7958 | 4.816 | 144.5 | 0.2007
Suheli Cheriyakara | 12 | Dec | NE monsoon / winter | 31 | 744 | 5.656 | 2.036 | 4.525 | 6.108 | 175.3 | 27.8 | 28.8 | 40.7 | 0.796 | 4.862 | 150.7 | 0.2026
Suheli Indira-Shastri Dweep | 1 | Jan | NE monsoon / winter | 31 | 744 | 6.161 | 2.033 | 5.16 | 6.592 | 191 | 27.5 | 28.4 | 41.4 | 0.7939 | 5.234 | 162.2 | 0.2181
Suheli Indira-Shastri Dweep | 2 | Feb | NE monsoon / winter | 28 | 672 | 6.767 | 2.03 | 5.921 | 7.105 | 189.5 | 27.8 | 28.8 | 42.8 | 0.7898 | 5.612 | 157.1 | 0.2338
Suheli Indira-Shastri Dweep | 3 | Mar | Pre-monsoon | 31 | 744 | 7.171 | 2.151 | 6.275 | 7.314 | 222.3 | 28.6 | 29.6 | 44 | 0.7862 | 5.75 | 178.3 | 0.2396
Suheli Indira-Shastri Dweep | 4 | Apr | Pre-monsoon | 30 | 720 | 7.07 | 2.333 | 5.921 | 6.999 | 212.1 | 29.6 | 30.4 | 44.3 | 0.7852 | 5.496 | 164.9 | 0.229
Suheli Indira-Shastri Dweep | 5 | May | Pre-monsoon | 31 | 744 | 6.161 | 2.464 | 4.621 | 5.976 | 191 | 29.5 | 30.2 | 42.1 | 0.7918 | 4.732 | 146.7 | 0.1972
Suheli Indira-Shastri Dweep | 6 | Jun | SW monsoon | 30 | 720 | 4.545 | 2.636 | 2.386 | 4.363 | 136.4 | 27.6 | 29 | 36.8 | 0.8074 | 3.523 | 105.7 | 0.1468
Suheli Indira-Shastri Dweep | 7 | Jul | SW monsoon | 31 | 744 | 4.646 | 2.788 | 2.323 | 4.46 | 144 | 26.6 | 28.2 | 36 | 0.8098 | 3.612 | 112 | 0.1505
Suheli Indira-Shastri Dweep | 8 | Aug | SW monsoon | 31 | 744 | 5.151 | 2.833 | 2.897 | 5.048 | 159.7 | 26.8 | 28 | 37.4 | 0.8055 | 4.066 | 126.1 | 0.1694
Suheli Indira-Shastri Dweep | 9 | Sep | SW monsoon | 30 | 720 | 5.555 | 2.778 | 3.472 | 5.611 | 166.6 | 27.2 | 28.2 | 39 | 0.8009 | 4.493 | 134.8 | 0.1872
Suheli Indira-Shastri Dweep | 10 | Oct | Post-monsoon | 31 | 744 | 5.757 | 2.418 | 4.174 | 5.987 | 178.5 | 27.9 | 28.7 | 40.5 | 0.7965 | 4.769 | 147.8 | 0.1987
Suheli Indira-Shastri Dweep | 11 | Nov | Post-monsoon | 30 | 720 | 5.656 | 2.262 | 4.242 | 6.052 | 169.7 | 28 | 29 | 40.7 | 0.7958 | 4.816 | 144.5 | 0.2007
Suheli Indira-Shastri Dweep | 12 | Dec | NE monsoon / winter | 31 | 744 | 5.656 | 2.036 | 4.525 | 6.108 | 175.3 | 27.8 | 28.8 | 40.7 | 0.796 | 4.862 | 150.7 | 0.2026
Kalpeni | 1 | Jan | NE monsoon / winter | 31 | 744 | 6.161 | 2.033 | 5.16 | 6.592 | 191 | 27.5 | 28.4 | 41.4 | 0.7939 | 5.234 | 162.2 | 0.2181
Kalpeni | 2 | Feb | NE monsoon / winter | 28 | 672 | 6.767 | 2.03 | 5.921 | 7.105 | 189.5 | 27.8 | 28.8 | 42.8 | 0.7898 | 5.612 | 157.1 | 0.2338
Kalpeni | 3 | Mar | Pre-monsoon | 31 | 744 | 7.171 | 2.151 | 6.275 | 7.314 | 222.3 | 28.6 | 29.6 | 44 | 0.7862 | 5.75 | 178.3 | 0.2396
Kalpeni | 4 | Apr | Pre-monsoon | 30 | 720 | 7.07 | 2.333 | 5.921 | 6.999 | 212.1 | 29.6 | 30.4 | 44.3 | 0.7852 | 5.496 | 164.9 | 0.229
Kalpeni | 5 | May | Pre-monsoon | 31 | 744 | 6.161 | 2.464 | 4.621 | 5.976 | 191 | 29.5 | 30.2 | 42.1 | 0.7918 | 4.732 | 146.7 | 0.1972
Kalpeni | 6 | Jun | SW monsoon | 30 | 720 | 4.545 | 2.636 | 2.386 | 4.363 | 136.4 | 27.6 | 29 | 36.8 | 0.8074 | 3.523 | 105.7 | 0.1468
Kalpeni | 7 | Jul | SW monsoon | 31 | 744 | 4.646 | 2.788 | 2.323 | 4.46 | 144 | 26.6 | 28.2 | 36 | 0.8098 | 3.612 | 112 | 0.1505
Kalpeni | 8 | Aug | SW monsoon | 31 | 744 | 5.151 | 2.833 | 2.897 | 5.048 | 159.7 | 26.8 | 28 | 37.4 | 0.8055 | 4.066 | 126.1 | 0.1694
Kalpeni | 9 | Sep | SW monsoon | 30 | 720 | 5.555 | 2.778 | 3.472 | 5.611 | 166.6 | 27.2 | 28.2 | 39 | 0.8009 | 4.493 | 134.8 | 0.1872
Kalpeni | 10 | Oct | Post-monsoon | 31 | 744 | 5.757 | 2.418 | 4.174 | 5.987 | 178.5 | 27.9 | 28.7 | 40.5 | 0.7965 | 4.769 | 147.8 | 0.1987
Kalpeni | 11 | Nov | Post-monsoon | 30 | 720 | 5.656 | 2.262 | 4.242 | 6.052 | 169.7 | 28 | 29 | 40.7 | 0.7958 | 4.816 | 144.5 | 0.2007
Kalpeni | 12 | Dec | NE monsoon / winter | 31 | 744 | 5.656 | 2.036 | 4.525 | 6.108 | 175.3 | 27.8 | 28.8 | 40.7 | 0.796 | 4.862 | 150.7 | 0.2026
Pitti (Kalpeni) | 1 | Jan | NE monsoon / winter | 31 | 744 | 6.161 | 2.033 | 5.16 | 6.592 | 191 | 27.5 | 28.4 | 41.4 | 0.7939 | 5.234 | 162.2 | 0.2181
Pitti (Kalpeni) | 2 | Feb | NE monsoon / winter | 28 | 672 | 6.767 | 2.03 | 5.921 | 7.105 | 189.5 | 27.8 | 28.8 | 42.8 | 0.7898 | 5.612 | 157.1 | 0.2338
Pitti (Kalpeni) | 3 | Mar | Pre-monsoon | 31 | 744 | 7.171 | 2.151 | 6.275 | 7.314 | 222.3 | 28.6 | 29.6 | 44 | 0.7862 | 5.75 | 178.3 | 0.2396
Pitti (Kalpeni) | 4 | Apr | Pre-monsoon | 30 | 720 | 7.07 | 2.333 | 5.921 | 6.999 | 212.1 | 29.6 | 30.4 | 44.3 | 0.7852 | 5.496 | 164.9 | 0.229
Pitti (Kalpeni) | 5 | May | Pre-monsoon | 31 | 744 | 6.161 | 2.464 | 4.621 | 5.976 | 191 | 29.5 | 30.2 | 42.1 | 0.7918 | 4.732 | 146.7 | 0.1972
Pitti (Kalpeni) | 6 | Jun | SW monsoon | 30 | 720 | 4.545 | 2.636 | 2.386 | 4.363 | 136.4 | 27.6 | 29 | 36.8 | 0.8074 | 3.523 | 105.7 | 0.1468
Pitti (Kalpeni) | 7 | Jul | SW monsoon | 31 | 744 | 4.646 | 2.788 | 2.323 | 4.46 | 144 | 26.6 | 28.2 | 36 | 0.8098 | 3.612 | 112 | 0.1505
Pitti (Kalpeni) | 8 | Aug | SW monsoon | 31 | 744 | 5.151 | 2.833 | 2.897 | 5.048 | 159.7 | 26.8 | 28 | 37.4 | 0.8055 | 4.066 | 126.1 | 0.1694
Pitti (Kalpeni) | 9 | Sep | SW monsoon | 30 | 720 | 5.555 | 2.778 | 3.472 | 5.611 | 166.6 | 27.2 | 28.2 | 39 | 0.8009 | 4.493 | 134.8 | 0.1872
Pitti (Kalpeni) | 10 | Oct | Post-monsoon | 31 | 744 | 5.757 | 2.418 | 4.174 | 5.987 | 178.5 | 27.9 | 28.7 | 40.5 | 0.7965 | 4.769 | 147.8 | 0.1987
Pitti (Kalpeni) | 11 | Nov | Post-monsoon | 30 | 720 | 5.656 | 2.262 | 4.242 | 6.052 | 169.7 | 28 | 29 | 40.7 | 0.7958 | 4.816 | 144.5 | 0.2007
Pitti (Kalpeni) | 12 | Dec | NE monsoon / winter | 31 | 744 | 5.656 | 2.036 | 4.525 | 6.108 | 175.3 | 27.8 | 28.8 | 40.7 | 0.796 | 4.862 | 150.7 | 0.2026
Koomel | 1 | Jan | NE monsoon / winter | 31 | 744 | 6.161 | 2.033 | 5.16 | 6.592 | 191 | 27.5 | 28.4 | 41.4 | 0.7939 | 5.234 | 162.2 | 0.2181
Koomel | 2 | Feb | NE monsoon / winter | 28 | 672 | 6.767 | 2.03 | 5.921 | 7.105 | 189.5 | 27.8 | 28.8 | 42.8 | 0.7898 | 5.612 | 157.1 | 0.2338
Koomel | 3 | Mar | Pre-monsoon | 31 | 744 | 7.171 | 2.151 | 6.275 | 7.314 | 222.3 | 28.6 | 29.6 | 44 | 0.7862 | 5.75 | 178.3 | 0.2396
Koomel | 4 | Apr | Pre-monsoon | 30 | 720 | 7.07 | 2.333 | 5.921 | 6.999 | 212.1 | 29.6 | 30.4 | 44.3 | 0.7852 | 5.496 | 164.9 | 0.229
Koomel | 5 | May | Pre-monsoon | 31 | 744 | 6.161 | 2.464 | 4.621 | 5.976 | 191 | 29.5 | 30.2 | 42.1 | 0.7918 | 4.732 | 146.7 | 0.1972
Koomel | 6 | Jun | SW monsoon | 30 | 720 | 4.545 | 2.636 | 2.386 | 4.363 | 136.4 | 27.6 | 29 | 36.8 | 0.8074 | 3.523 | 105.7 | 0.1468
Koomel | 7 | Jul | SW monsoon | 31 | 744 | 4.646 | 2.788 | 2.323 | 4.46 | 144 | 26.6 | 28.2 | 36 | 0.8098 | 3.612 | 112 | 0.1505
Koomel | 8 | Aug | SW monsoon | 31 | 744 | 5.151 | 2.833 | 2.897 | 5.048 | 159.7 | 26.8 | 28 | 37.4 | 0.8055 | 4.066 | 126.1 | 0.1694
Koomel | 9 | Sep | SW monsoon | 30 | 720 | 5.555 | 2.778 | 3.472 | 5.611 | 166.6 | 27.2 | 28.2 | 39 | 0.8009 | 4.493 | 134.8 | 0.1872
Koomel | 10 | Oct | Post-monsoon | 31 | 744 | 5.757 | 2.418 | 4.174 | 5.987 | 178.5 | 27.9 | 28.7 | 40.5 | 0.7965 | 4.769 | 147.8 | 0.1987
Koomel | 11 | Nov | Post-monsoon | 30 | 720 | 5.656 | 2.262 | 4.242 | 6.052 | 169.7 | 28 | 29 | 40.7 | 0.7958 | 4.816 | 144.5 | 0.2007
Koomel | 12 | Dec | NE monsoon / winter | 31 | 744 | 5.656 | 2.036 | 4.525 | 6.108 | 175.3 | 27.8 | 28.8 | 40.7 | 0.796 | 4.862 | 150.7 | 0.2026
Tilakkam East | 1 | Jan | NE monsoon / winter | 31 | 744 | 6.161 | 2.033 | 5.16 | 6.592 | 191 | 27.5 | 28.4 | 41.4 | 0.7939 | 5.234 | 162.2 | 0.2181
Tilakkam East | 2 | Feb | NE monsoon / winter | 28 | 672 | 6.767 | 2.03 | 5.921 | 7.105 | 189.5 | 27.8 | 28.8 | 42.8 | 0.7898 | 5.612 | 157.1 | 0.2338
Tilakkam East | 3 | Mar | Pre-monsoon | 31 | 744 | 7.171 | 2.151 | 6.275 | 7.314 | 222.3 | 28.6 | 29.6 | 44 | 0.7862 | 5.75 | 178.3 | 0.2396
Tilakkam East | 4 | Apr | Pre-monsoon | 30 | 720 | 7.07 | 2.333 | 5.921 | 6.999 | 212.1 | 29.6 | 30.4 | 44.3 | 0.7852 | 5.496 | 164.9 | 0.229
Tilakkam East | 5 | May | Pre-monsoon | 31 | 744 | 6.161 | 2.464 | 4.621 | 5.976 | 191 | 29.5 | 30.2 | 42.1 | 0.7918 | 4.732 | 146.7 | 0.1972
Tilakkam East | 6 | Jun | SW monsoon | 30 | 720 | 4.545 | 2.636 | 2.386 | 4.363 | 136.4 | 27.6 | 29 | 36.8 | 0.8074 | 3.523 | 105.7 | 0.1468
Tilakkam East | 7 | Jul | SW monsoon | 31 | 744 | 4.646 | 2.788 | 2.323 | 4.46 | 144 | 26.6 | 28.2 | 36 | 0.8098 | 3.612 | 112 | 0.1505
Tilakkam East | 8 | Aug | SW monsoon | 31 | 744 | 5.151 | 2.833 | 2.897 | 5.048 | 159.7 | 26.8 | 28 | 37.4 | 0.8055 | 4.066 | 126.1 | 0.1694
Tilakkam East | 9 | Sep | SW monsoon | 30 | 720 | 5.555 | 2.778 | 3.472 | 5.611 | 166.6 | 27.2 | 28.2 | 39 | 0.8009 | 4.493 | 134.8 | 0.1872
Tilakkam East | 10 | Oct | Post-monsoon | 31 | 744 | 5.757 | 2.418 | 4.174 | 5.987 | 178.5 | 27.9 | 28.7 | 40.5 | 0.7965 | 4.769 | 147.8 | 0.1987
Tilakkam East | 11 | Nov | Post-monsoon | 30 | 720 | 5.656 | 2.262 | 4.242 | 6.052 | 169.7 | 28 | 29 | 40.7 | 0.7958 | 4.816 | 144.5 | 0.2007
Tilakkam East | 12 | Dec | NE monsoon / winter | 31 | 744 | 5.656 | 2.036 | 4.525 | 6.108 | 175.3 | 27.8 | 28.8 | 40.7 | 0.796 | 4.862 | 150.7 | 0.2026
Tilakkam West | 1 | Jan | NE monsoon / winter | 31 | 744 | 6.161 | 2.033 | 5.16 | 6.592 | 191 | 27.5 | 28.4 | 41.4 | 0.7939 | 5.234 | 162.2 | 0.2181
Tilakkam West | 2 | Feb | NE monsoon / winter | 28 | 672 | 6.767 | 2.03 | 5.921 | 7.105 | 189.5 | 27.8 | 28.8 | 42.8 | 0.7898 | 5.612 | 157.1 | 0.2338
Tilakkam West | 3 | Mar | Pre-monsoon | 31 | 744 | 7.171 | 2.151 | 6.275 | 7.314 | 222.3 | 28.6 | 29.6 | 44 | 0.7862 | 5.75 | 178.3 | 0.2396
Tilakkam West | 4 | Apr | Pre-monsoon | 30 | 720 | 7.07 | 2.333 | 5.921 | 6.999 | 212.1 | 29.6 | 30.4 | 44.3 | 0.7852 | 5.496 | 164.9 | 0.229
Tilakkam West | 5 | May | Pre-monsoon | 31 | 744 | 6.161 | 2.464 | 4.621 | 5.976 | 191 | 29.5 | 30.2 | 42.1 | 0.7918 | 4.732 | 146.7 | 0.1972
Tilakkam West | 6 | Jun | SW monsoon | 30 | 720 | 4.545 | 2.636 | 2.386 | 4.363 | 136.4 | 27.6 | 29 | 36.8 | 0.8074 | 3.523 | 105.7 | 0.1468
Tilakkam West | 7 | Jul | SW monsoon | 31 | 744 | 4.646 | 2.788 | 2.323 | 4.46 | 144 | 26.6 | 28.2 | 36 | 0.8098 | 3.612 | 112 | 0.1505
Tilakkam West | 8 | Aug | SW monsoon | 31 | 744 | 5.151 | 2.833 | 2.897 | 5.048 | 159.7 | 26.8 | 28 | 37.4 | 0.8055 | 4.066 | 126.1 | 0.1694
Tilakkam West | 9 | Sep | SW monsoon | 30 | 720 | 5.555 | 2.778 | 3.472 | 5.611 | 166.6 | 27.2 | 28.2 | 39 | 0.8009 | 4.493 | 134.8 | 0.1872
Tilakkam West | 10 | Oct | Post-monsoon | 31 | 744 | 5.757 | 2.418 | 4.174 | 5.987 | 178.5 | 27.9 | 28.7 | 40.5 | 0.7965 | 4.769 | 147.8 | 0.1987
Tilakkam West | 11 | Nov | Post-monsoon | 30 | 720 | 5.656 | 2.262 | 4.242 | 6.052 | 169.7 | 28 | 29 | 40.7 | 0.7958 | 4.816 | 144.5 | 0.2007
Tilakkam West | 12 | Dec | NE monsoon / winter | 31 | 744 | 5.656 | 2.036 | 4.525 | 6.108 | 175.3 | 27.8 | 28.8 | 40.7 | 0.796 | 4.862 | 150.7 | 0.2026
Suheli Valiyakara | 1 | Jan | NE monsoon / winter | 31 | 744 | 6.161 | 2.033 | 5.16 | 6.592 | 191 | 27.5 | 28.4 | 41.4 | 0.7939 | 5.234 | 162.2 | 0.2181
Suheli Valiyakara | 2 | Feb | NE monsoon / winter | 28 | 672 | 6.767 | 2.03 | 5.921 | 7.105 | 189.5 | 27.8 | 28.8 | 42.8 | 0.7898 | 5.612 | 157.1 | 0.2338
Suheli Valiyakara | 3 | Mar | Pre-monsoon | 31 | 744 | 7.171 | 2.151 | 6.275 | 7.314 | 222.3 | 28.6 | 29.6 | 44 | 0.7862 | 5.75 | 178.3 | 0.2396
Suheli Valiyakara | 4 | Apr | Pre-monsoon | 30 | 720 | 7.07 | 2.333 | 5.921 | 6.999 | 212.1 | 29.6 | 30.4 | 44.3 | 0.7852 | 5.496 | 164.9 | 0.229
Suheli Valiyakara | 5 | May | Pre-monsoon | 31 | 744 | 6.161 | 2.464 | 4.621 | 5.976 | 191 | 29.5 | 30.2 | 42.1 | 0.7918 | 4.732 | 146.7 | 0.1972
Suheli Valiyakara | 6 | Jun | SW monsoon | 30 | 720 | 4.545 | 2.636 | 2.386 | 4.363 | 136.4 | 27.6 | 29 | 36.8 | 0.8074 | 3.523 | 105.7 | 0.1468
Suheli Valiyakara | 7 | Jul | SW monsoon | 31 | 744 | 4.646 | 2.788 | 2.323 | 4.46 | 144 | 26.6 | 28.2 | 36 | 0.8098 | 3.612 | 112 | 0.1505
Suheli Valiyakara | 8 | Aug | SW monsoon | 31 | 744 | 5.151 | 2.833 | 2.897 | 5.048 | 159.7 | 26.8 | 28 | 37.4 | 0.8055 | 4.066 | 126.1 | 0.1694
Suheli Valiyakara | 9 | Sep | SW monsoon | 30 | 720 | 5.555 | 2.778 | 3.472 | 5.611 | 166.6 | 27.2 | 28.2 | 39 | 0.8009 | 4.493 | 134.8 | 0.1872
Suheli Valiyakara | 10 | Oct | Post-monsoon | 31 | 744 | 5.757 | 2.418 | 4.174 | 5.987 | 178.5 | 27.9 | 28.7 | 40.5 | 0.7965 | 4.769 | 147.8 | 0.1987
Suheli Valiyakara | 11 | Nov | Post-monsoon | 30 | 720 | 5.656 | 2.262 | 4.242 | 6.052 | 169.7 | 28 | 29 | 40.7 | 0.7958 | 4.816 | 144.5 | 0.2007
Suheli Valiyakara | 12 | Dec | NE monsoon / winter | 31 | 744 | 5.656 | 2.036 | 4.525 | 6.108 | 175.3 | 27.8 | 28.8 | 40.7 | 0.796 | 4.862 | 150.7 | 0.2026
Minicoy | 1 | Jan | NE monsoon / winter | 31 | 744 | 6.222 | 2.053 | 5.211 | 6.658 | 192.9 | 27.5 | 28.4 | 41.5 | 0.7935 | 5.283 | 163.8 | 0.2201
Minicoy | 2 | Feb | NE monsoon / winter | 28 | 672 | 6.834 | 2.05 | 5.98 | 7.176 | 191.4 | 27.8 | 28.8 | 42.9 | 0.7894 | 5.664 | 158.6 | 0.236
Minicoy | 3 | Mar | Pre-monsoon | 31 | 744 | 7.242 | 2.173 | 6.337 | 7.387 | 224.5 | 28.6 | 29.6 | 44.2 | 0.7857 | 5.804 | 179.9 | 0.2418
Minicoy | 4 | Apr | Pre-monsoon | 30 | 720 | 7.14 | 2.356 | 5.98 | 7.069 | 214.2 | 29.6 | 30.4 | 44.5 | 0.7847 | 5.547 | 166.4 | 0.2311
Minicoy | 5 | May | Pre-monsoon | 31 | 744 | 6.222 | 2.489 | 4.666 | 6.035 | 192.9 | 29.5 | 30.2 | 42.2 | 0.7915 | 4.777 | 148.1 | 0.199
Minicoy | 6 | Jun | SW monsoon | 30 | 720 | 4.59 | 2.662 | 2.41 | 4.406 | 137.7 | 27.6 | 29 | 36.9 | 0.8072 | 3.557 | 106.7 | 0.1482
Minicoy | 7 | Jul | SW monsoon | 31 | 744 | 4.692 | 2.815 | 2.346 | 4.504 | 145.5 | 26.6 | 28.2 | 36.1 | 0.8095 | 3.646 | 113 | 0.1519
Minicoy | 8 | Aug | SW monsoon | 31 | 744 | 5.202 | 2.861 | 2.926 | 5.098 | 161.3 | 26.8 | 28 | 37.5 | 0.8052 | 4.105 | 127.3 | 0.171
Minicoy | 9 | Sep | SW monsoon | 30 | 720 | 5.61 | 2.805 | 3.506 | 5.666 | 168.3 | 27.2 | 28.2 | 39.1 | 0.8005 | 4.536 | 136.1 | 0.189
Minicoy | 10 | Oct | Post-monsoon | 31 | 744 | 5.814 | 2.442 | 4.215 | 6.047 | 180.2 | 27.9 | 28.7 | 40.6 | 0.7961 | 4.814 | 149.2 | 0.2006
Minicoy | 11 | Nov | Post-monsoon | 30 | 720 | 5.712 | 2.285 | 4.284 | 6.112 | 171.4 | 28 | 29 | 40.9 | 0.7954 | 4.861 | 145.8 | 0.2026
Minicoy | 12 | Dec | NE monsoon / winter | 31 | 744 | 5.712 | 2.056 | 4.57 | 6.169 | 177.1 | 27.8 | 28.8 | 40.8 | 0.7956 | 4.908 | 152.2 | 0.2045
Viringili | 1 | Jan | NE monsoon / winter | 31 | 744 | 6.222 | 2.053 | 5.211 | 6.658 | 192.9 | 27.5 | 28.4 | 41.5 | 0.7935 | 5.283 | 163.8 | 0.2201
Viringili | 2 | Feb | NE monsoon / winter | 28 | 672 | 6.834 | 2.05 | 5.98 | 7.176 | 191.4 | 27.8 | 28.8 | 42.9 | 0.7894 | 5.664 | 158.6 | 0.236
Viringili | 3 | Mar | Pre-monsoon | 31 | 744 | 7.242 | 2.173 | 6.337 | 7.387 | 224.5 | 28.6 | 29.6 | 44.2 | 0.7857 | 5.804 | 179.9 | 0.2418
Viringili | 4 | Apr | Pre-monsoon | 30 | 720 | 7.14 | 2.356 | 5.98 | 7.069 | 214.2 | 29.6 | 30.4 | 44.5 | 0.7847 | 5.547 | 166.4 | 0.2311
Viringili | 5 | May | Pre-monsoon | 31 | 744 | 6.222 | 2.489 | 4.666 | 6.035 | 192.9 | 29.5 | 30.2 | 42.2 | 0.7915 | 4.777 | 148.1 | 0.199
Viringili | 6 | Jun | SW monsoon | 30 | 720 | 4.59 | 2.662 | 2.41 | 4.406 | 137.7 | 27.6 | 29 | 36.9 | 0.8072 | 3.557 | 106.7 | 0.1482
Viringili | 7 | Jul | SW monsoon | 31 | 744 | 4.692 | 2.815 | 2.346 | 4.504 | 145.5 | 26.6 | 28.2 | 36.1 | 0.8095 | 3.646 | 113 | 0.1519
Viringili | 8 | Aug | SW monsoon | 31 | 744 | 5.202 | 2.861 | 2.926 | 5.098 | 161.3 | 26.8 | 28 | 37.5 | 0.8052 | 4.105 | 127.3 | 0.171
Viringili | 9 | Sep | SW monsoon | 30 | 720 | 5.61 | 2.805 | 3.506 | 5.666 | 168.3 | 27.2 | 28.2 | 39.1 | 0.8005 | 4.536 | 136.1 | 0.189
Viringili | 10 | Oct | Post-monsoon | 31 | 744 | 5.814 | 2.442 | 4.215 | 6.047 | 180.2 | 27.9 | 28.7 | 40.6 | 0.7961 | 4.814 | 149.2 | 0.2006
Viringili | 11 | Nov | Post-monsoon | 30 | 720 | 5.712 | 2.285 | 4.284 | 6.112 | 171.4 | 28 | 29 | 40.9 | 0.7954 | 4.861 | 145.8 | 0.2026
Viringili | 12 | Dec | NE monsoon / winter | 31 | 744 | 5.712 | 2.056 | 4.57 | 6.169 | 177.1 | 27.8 | 28.8 | 40.8 | 0.7956 | 4.908 | 152.2 | 0.2045
Floating PV at 10° tilt. PR includes 17% loss chain (soiling/salt, mismatch, wiring, inverter, AC, availability, humidity/PID, shading, IAM) and temperature loss with floating-PV cooling.

## OTEC_Monthly
island | month_num | month | season | hours | sst_C | t_1000m_C | t_400m_C_LTTD_intake | delta_T_C | net_output_factor | cf_otec | energy_kWh_per_kW_net | dist_to_1000m_isobath_km_DUMMY
Cherbaniani North | 1 | Jan | NE monsoon / winter | 744 | 28.34 | 7 | 12.27 | 21.34 | 0.9156 | 0.8423 | 626.7 | 3
Cherbaniani North | 2 | Feb | NE monsoon / winter | 672 | 28.74 | 7 | 12.27 | 21.74 | 0.9664 | 0.8891 | 597.5 | 3
Cherbaniani North | 3 | Mar | Pre-monsoon | 744 | 29.54 | 6.95 | 12.24 | 22.59 | 1.05 | 0.966 | 718.7 | 3
Cherbaniani North | 4 | Apr | Pre-monsoon | 720 | 30.24 | 6.95 | 12.24 | 23.29 | 1.05 | 0.966 | 695.5 | 3
Cherbaniani North | 5 | May | Pre-monsoon | 744 | 29.94 | 7 | 12.24 | 22.94 | 1.05 | 0.966 | 718.7 | 3
Cherbaniani North | 6 | Jun | SW monsoon | 720 | 28.74 | 7.05 | 12.08 | 21.69 | 0.96 | 0.8832 | 635.9 | 3
Cherbaniani North | 7 | Jul | SW monsoon | 744 | 27.84 | 7.1 | 11.98 | 20.74 | 0.841 | 0.7738 | 575.7 | 3
Cherbaniani North | 8 | Aug | SW monsoon | 744 | 27.54 | 7.1 | 11.98 | 20.44 | 0.8046 | 0.7402 | 550.7 | 3
Cherbaniani North | 9 | Sep | SW monsoon | 720 | 27.74 | 7.05 | 11.98 | 20.69 | 0.8349 | 0.7681 | 553.1 | 3
Cherbaniani North | 10 | Oct | Post-monsoon | 744 | 28.34 | 7 | 12.12 | 21.34 | 0.9156 | 0.8423 | 626.7 | 3
Cherbaniani North | 11 | Nov | Post-monsoon | 720 | 28.74 | 7 | 12.27 | 21.74 | 0.9664 | 0.8891 | 640.2 | 3
Cherbaniani North | 12 | Dec | NE monsoon / winter | 744 | 28.54 | 7 | 12.27 | 21.54 | 0.9409 | 0.8656 | 644 | 3
Cherbaniani Middle | 1 | Jan | NE monsoon / winter | 744 | 28.34 | 7 | 12.27 | 21.34 | 0.9156 | 0.8423 | 626.7 | 3
Cherbaniani Middle | 2 | Feb | NE monsoon / winter | 672 | 28.74 | 7 | 12.27 | 21.74 | 0.9664 | 0.8891 | 597.5 | 3
Cherbaniani Middle | 3 | Mar | Pre-monsoon | 744 | 29.54 | 6.95 | 12.24 | 22.59 | 1.05 | 0.966 | 718.7 | 3
Cherbaniani Middle | 4 | Apr | Pre-monsoon | 720 | 30.24 | 6.95 | 12.24 | 23.29 | 1.05 | 0.966 | 695.5 | 3
Cherbaniani Middle | 5 | May | Pre-monsoon | 744 | 29.94 | 7 | 12.24 | 22.94 | 1.05 | 0.966 | 718.7 | 3
Cherbaniani Middle | 6 | Jun | SW monsoon | 720 | 28.74 | 7.05 | 12.08 | 21.69 | 0.96 | 0.8832 | 635.9 | 3
Cherbaniani Middle | 7 | Jul | SW monsoon | 744 | 27.84 | 7.1 | 11.98 | 20.74 | 0.841 | 0.7738 | 575.7 | 3
Cherbaniani Middle | 8 | Aug | SW monsoon | 744 | 27.54 | 7.1 | 11.98 | 20.44 | 0.8046 | 0.7402 | 550.7 | 3
Cherbaniani Middle | 9 | Sep | SW monsoon | 720 | 27.74 | 7.05 | 11.98 | 20.69 | 0.8349 | 0.7681 | 553.1 | 3
Cherbaniani Middle | 10 | Oct | Post-monsoon | 744 | 28.34 | 7 | 12.12 | 21.34 | 0.9156 | 0.8423 | 626.7 | 3
Cherbaniani Middle | 11 | Nov | Post-monsoon | 720 | 28.74 | 7 | 12.27 | 21.74 | 0.9664 | 0.8891 | 640.2 | 3
Cherbaniani Middle | 12 | Dec | NE monsoon / winter | 744 | 28.54 | 7 | 12.27 | 21.54 | 0.9409 | 0.8656 | 644 | 3
Cherbaniani South | 1 | Jan | NE monsoon / winter | 744 | 28.34 | 7 | 12.27 | 21.34 | 0.9156 | 0.8423 | 626.7 | 3
Cherbaniani South | 2 | Feb | NE monsoon / winter | 672 | 28.74 | 7 | 12.27 | 21.74 | 0.9664 | 0.8891 | 597.5 | 3
Cherbaniani South | 3 | Mar | Pre-monsoon | 744 | 29.54 | 6.95 | 12.24 | 22.59 | 1.05 | 0.966 | 718.7 | 3
Cherbaniani South | 4 | Apr | Pre-monsoon | 720 | 30.24 | 6.95 | 12.24 | 23.29 | 1.05 | 0.966 | 695.5 | 3
Cherbaniani South | 5 | May | Pre-monsoon | 744 | 29.94 | 7 | 12.24 | 22.94 | 1.05 | 0.966 | 718.7 | 3
Cherbaniani South | 6 | Jun | SW monsoon | 720 | 28.74 | 7.05 | 12.08 | 21.69 | 0.96 | 0.8832 | 635.9 | 3
Cherbaniani South | 7 | Jul | SW monsoon | 744 | 27.84 | 7.1 | 11.98 | 20.74 | 0.841 | 0.7738 | 575.7 | 3
Cherbaniani South | 8 | Aug | SW monsoon | 744 | 27.54 | 7.1 | 11.98 | 20.44 | 0.8046 | 0.7402 | 550.7 | 3
Cherbaniani South | 9 | Sep | SW monsoon | 720 | 27.74 | 7.05 | 11.98 | 20.69 | 0.8349 | 0.7681 | 553.1 | 3
Cherbaniani South | 10 | Oct | Post-monsoon | 744 | 28.34 | 7 | 12.12 | 21.34 | 0.9156 | 0.8423 | 626.7 | 3
Cherbaniani South | 11 | Nov | Post-monsoon | 720 | 28.74 | 7 | 12.27 | 21.74 | 0.9664 | 0.8891 | 640.2 | 3
Cherbaniani South | 12 | Dec | NE monsoon / winter | 744 | 28.54 | 7 | 12.27 | 21.54 | 0.9409 | 0.8656 | 644 | 3
Byramgore Middle | 1 | Jan | NE monsoon / winter | 744 | 28.41 | 7 | 12.27 | 21.41 | 0.9244 | 0.8505 | 632.7 | 3.5
Byramgore Middle | 2 | Feb | NE monsoon / winter | 672 | 28.81 | 7 | 12.27 | 21.81 | 0.9754 | 0.8974 | 603.1 | 3.5
Byramgore Middle | 3 | Mar | Pre-monsoon | 744 | 29.61 | 6.95 | 12.24 | 22.66 | 1.05 | 0.966 | 718.7 | 3.5
Byramgore Middle | 4 | Apr | Pre-monsoon | 720 | 30.31 | 6.95 | 12.24 | 23.36 | 1.05 | 0.966 | 695.5 | 3.5
Byramgore Middle | 5 | May | Pre-monsoon | 744 | 30.01 | 7 | 12.24 | 23.01 | 1.05 | 0.966 | 718.7 | 3.5
Byramgore Middle | 6 | Jun | SW monsoon | 720 | 28.81 | 7.05 | 12.08 | 21.76 | 0.969 | 0.8915 | 641.9 | 3.5
Byramgore Middle | 7 | Jul | SW monsoon | 744 | 27.91 | 7.1 | 11.98 | 20.81 | 0.8496 | 0.7817 | 581.6 | 3.5
Byramgore Middle | 8 | Aug | SW monsoon | 744 | 27.61 | 7.1 | 11.98 | 20.51 | 0.813 | 0.748 | 556.5 | 3.5
Byramgore Middle | 9 | Sep | SW monsoon | 720 | 27.81 | 7.05 | 11.98 | 20.76 | 0.8435 | 0.776 | 558.7 | 3.5
Byramgore Middle | 10 | Oct | Post-monsoon | 744 | 28.41 | 7 | 12.12 | 21.41 | 0.9244 | 0.8505 | 632.7 | 3.5
Byramgore Middle | 11 | Nov | Post-monsoon | 720 | 28.81 | 7 | 12.27 | 21.81 | 0.9754 | 0.8974 | 646.1 | 3.5
Byramgore Middle | 12 | Dec | NE monsoon / winter | 744 | 28.61 | 7 | 12.27 | 21.61 | 0.9498 | 0.8738 | 650.1 | 3.5
Byramgore South | 1 | Jan | NE monsoon / winter | 744 | 28.41 | 7 | 12.27 | 21.41 | 0.9244 | 0.8505 | 632.7 | 3.5
Byramgore South | 2 | Feb | NE monsoon / winter | 672 | 28.81 | 7 | 12.27 | 21.81 | 0.9754 | 0.8974 | 603.1 | 3.5
Byramgore South | 3 | Mar | Pre-monsoon | 744 | 29.61 | 6.95 | 12.24 | 22.66 | 1.05 | 0.966 | 718.7 | 3.5
Byramgore South | 4 | Apr | Pre-monsoon | 720 | 30.31 | 6.95 | 12.24 | 23.36 | 1.05 | 0.966 | 695.5 | 3.5
Byramgore South | 5 | May | Pre-monsoon | 744 | 30.01 | 7 | 12.24 | 23.01 | 1.05 | 0.966 | 718.7 | 3.5
Byramgore South | 6 | Jun | SW monsoon | 720 | 28.81 | 7.05 | 12.08 | 21.76 | 0.969 | 0.8915 | 641.9 | 3.5
Byramgore South | 7 | Jul | SW monsoon | 744 | 27.91 | 7.1 | 11.98 | 20.81 | 0.8496 | 0.7817 | 581.6 | 3.5
Byramgore South | 8 | Aug | SW monsoon | 744 | 27.61 | 7.1 | 11.98 | 20.51 | 0.813 | 0.748 | 556.5 | 3.5
Byramgore South | 9 | Sep | SW monsoon | 720 | 27.81 | 7.05 | 11.98 | 20.76 | 0.8435 | 0.776 | 558.7 | 3.5
Byramgore South | 10 | Oct | Post-monsoon | 744 | 28.41 | 7 | 12.12 | 21.41 | 0.9244 | 0.8505 | 632.7 | 3.5
Byramgore South | 11 | Nov | Post-monsoon | 720 | 28.81 | 7 | 12.27 | 21.81 | 0.9754 | 0.8974 | 646.1 | 3.5
Byramgore South | 12 | Dec | NE monsoon / winter | 744 | 28.61 | 7 | 12.27 | 21.61 | 0.9498 | 0.8738 | 650.1 | 3.5
Chetlat | 1 | Jan | NE monsoon / winter | 744 | 28.45 | 7 | 12.27 | 21.45 | 0.9295 | 0.8551 | 636.2 | 4.6
Chetlat | 2 | Feb | NE monsoon / winter | 672 | 28.85 | 7 | 12.27 | 21.85 | 0.9806 | 0.9021 | 606.2 | 4.6
Chetlat | 3 | Mar | Pre-monsoon | 744 | 29.65 | 6.95 | 12.24 | 22.7 | 1.05 | 0.966 | 718.7 | 4.6
Chetlat | 4 | Apr | Pre-monsoon | 720 | 30.35 | 6.95 | 12.24 | 23.4 | 1.05 | 0.966 | 695.5 | 4.6
Chetlat | 5 | May | Pre-monsoon | 744 | 30.05 | 7 | 12.24 | 23.05 | 1.05 | 0.966 | 718.7 | 4.6
Chetlat | 6 | Jun | SW monsoon | 720 | 28.85 | 7.05 | 12.08 | 21.8 | 0.9741 | 0.8962 | 645.3 | 4.6
Chetlat | 7 | Jul | SW monsoon | 744 | 27.95 | 7.1 | 11.98 | 20.85 | 0.8546 | 0.7862 | 584.9 | 4.6
Chetlat | 8 | Aug | SW monsoon | 744 | 27.65 | 7.1 | 11.98 | 20.55 | 0.8179 | 0.7525 | 559.8 | 4.6
Chetlat | 9 | Sep | SW monsoon | 720 | 27.85 | 7.05 | 11.98 | 20.8 | 0.8484 | 0.7805 | 562 | 4.6
Chetlat | 10 | Oct | Post-monsoon | 744 | 28.45 | 7 | 12.12 | 21.45 | 0.9295 | 0.8551 | 636.2 | 4.6
Chetlat | 11 | Nov | Post-monsoon | 720 | 28.85 | 7 | 12.27 | 21.85 | 0.9806 | 0.9021 | 649.5 | 4.6
Chetlat | 12 | Dec | NE monsoon / winter | 744 | 28.65 | 7 | 12.27 | 21.65 | 0.9549 | 0.8785 | 653.6 | 4.6
Bitra | 1 | Jan | NE monsoon / winter | 744 | 28.45 | 7 | 12.27 | 21.45 | 0.9295 | 0.8551 | 636.2 | 3.2
Bitra | 2 | Feb | NE monsoon / winter | 672 | 28.85 | 7 | 12.27 | 21.85 | 0.9806 | 0.9021 | 606.2 | 3.2
Bitra | 3 | Mar | Pre-monsoon | 744 | 29.65 | 6.95 | 12.24 | 22.7 | 1.05 | 0.966 | 718.7 | 3.2
Bitra | 4 | Apr | Pre-monsoon | 720 | 30.35 | 6.95 | 12.24 | 23.4 | 1.05 | 0.966 | 695.5 | 3.2
Bitra | 5 | May | Pre-monsoon | 744 | 30.05 | 7 | 12.24 | 23.05 | 1.05 | 0.966 | 718.7 | 3.2
Bitra | 6 | Jun | SW monsoon | 720 | 28.85 | 7.05 | 12.08 | 21.8 | 0.9741 | 0.8962 | 645.3 | 3.2
Bitra | 7 | Jul | SW monsoon | 744 | 27.95 | 7.1 | 11.98 | 20.85 | 0.8546 | 0.7862 | 584.9 | 3.2
Bitra | 8 | Aug | SW monsoon | 744 | 27.65 | 7.1 | 11.98 | 20.55 | 0.8179 | 0.7525 | 559.8 | 3.2
Bitra | 9 | Sep | SW monsoon | 720 | 27.85 | 7.05 | 11.98 | 20.8 | 0.8484 | 0.7805 | 562 | 3.2
Bitra | 10 | Oct | Post-monsoon | 744 | 28.45 | 7 | 12.12 | 21.45 | 0.9295 | 0.8551 | 636.2 | 3.2
Bitra | 11 | Nov | Post-monsoon | 720 | 28.85 | 7 | 12.27 | 21.85 | 0.9806 | 0.9021 | 649.5 | 3.2
Bitra | 12 | Dec | NE monsoon / winter | 744 | 28.65 | 7 | 12.27 | 21.65 | 0.9549 | 0.8785 | 653.6 | 3.2
Kiltan | 1 | Jan | NE monsoon / winter | 744 | 28.5 | 7 | 12.27 | 21.5 | 0.9358 | 0.8609 | 640.5 | 4
Kiltan | 2 | Feb | NE monsoon / winter | 672 | 28.9 | 7 | 12.27 | 21.9 | 0.987 | 0.9081 | 610.2 | 4
Kiltan | 3 | Mar | Pre-monsoon | 744 | 29.7 | 6.95 | 12.24 | 22.75 | 1.05 | 0.966 | 718.7 | 4
Kiltan | 4 | Apr | Pre-monsoon | 720 | 30.4 | 6.95 | 12.24 | 23.45 | 1.05 | 0.966 | 695.5 | 4
Kiltan | 5 | May | Pre-monsoon | 744 | 30.1 | 7 | 12.24 | 23.1 | 1.05 | 0.966 | 718.7 | 4
Kiltan | 6 | Jun | SW monsoon | 720 | 28.9 | 7.05 | 12.08 | 21.85 | 0.9806 | 0.9021 | 649.5 | 4
Kiltan | 7 | Jul | SW monsoon | 744 | 28 | 7.1 | 11.98 | 20.9 | 0.8607 | 0.7919 | 589.1 | 4
Kiltan | 8 | Aug | SW monsoon | 744 | 27.7 | 7.1 | 11.98 | 20.6 | 0.824 | 0.758 | 564 | 4
Kiltan | 9 | Sep | SW monsoon | 720 | 27.9 | 7.05 | 11.98 | 20.85 | 0.8546 | 0.7862 | 566.1 | 4
Kiltan | 10 | Oct | Post-monsoon | 744 | 28.5 | 7 | 12.12 | 21.5 | 0.9358 | 0.8609 | 640.5 | 4
Kiltan | 11 | Nov | Post-monsoon | 720 | 28.9 | 7 | 12.27 | 21.9 | 0.987 | 0.9081 | 653.8 | 4
Kiltan | 12 | Dec | NE monsoon / winter | 744 | 28.7 | 7 | 12.27 | 21.7 | 0.9613 | 0.8844 | 658 | 4
Kadmat | 1 | Jan | NE monsoon / winter | 744 | 28.55 | 7 | 12.27 | 21.55 | 0.9422 | 0.8668 | 644.9 | 4.2
Kadmat | 2 | Feb | NE monsoon / winter | 672 | 28.95 | 7 | 12.27 | 21.95 | 0.9935 | 0.914 | 614.2 | 4.2
Kadmat | 3 | Mar | Pre-monsoon | 744 | 29.75 | 6.95 | 12.24 | 22.8 | 1.05 | 0.966 | 718.7 | 4.2
Kadmat | 4 | Apr | Pre-monsoon | 720 | 30.45 | 6.95 | 12.24 | 23.5 | 1.05 | 0.966 | 695.5 | 4.2
Kadmat | 5 | May | Pre-monsoon | 744 | 30.15 | 7 | 12.24 | 23.15 | 1.05 | 0.966 | 718.7 | 4.2
Kadmat | 6 | Jun | SW monsoon | 720 | 28.95 | 7.05 | 12.08 | 21.9 | 0.987 | 0.9081 | 653.8 | 4.2
Kadmat | 7 | Jul | SW monsoon | 744 | 28.05 | 7.1 | 11.98 | 20.95 | 0.8669 | 0.7975 | 593.4 | 4.2
Kadmat | 8 | Aug | SW monsoon | 744 | 27.75 | 7.1 | 11.98 | 20.65 | 0.8301 | 0.7637 | 568.2 | 4.2
Kadmat | 9 | Sep | SW monsoon | 720 | 27.95 | 7.05 | 11.98 | 20.9 | 0.8607 | 0.7919 | 570.1 | 4.2
Kadmat | 10 | Oct | Post-monsoon | 744 | 28.55 | 7 | 12.12 | 21.55 | 0.9422 | 0.8668 | 644.9 | 4.2
Kadmat | 11 | Nov | Post-monsoon | 720 | 28.95 | 7 | 12.27 | 21.95 | 0.9935 | 0.914 | 658.1 | 4.2
Kadmat | 12 | Dec | NE monsoon / winter | 744 | 28.75 | 7 | 12.27 | 21.75 | 0.9677 | 0.8903 | 662.4 | 4.2
Perumal Par North | 1 | Jan | NE monsoon / winter | 744 | 28.5 | 7 | 12.27 | 21.5 | 0.9358 | 0.8609 | 640.5 | 3.3
Perumal Par North | 2 | Feb | NE monsoon / winter | 672 | 28.9 | 7 | 12.27 | 21.9 | 0.987 | 0.9081 | 610.2 | 3.3
Perumal Par North | 3 | Mar | Pre-monsoon | 744 | 29.7 | 6.95 | 12.24 | 22.75 | 1.05 | 0.966 | 718.7 | 3.3
Perumal Par North | 4 | Apr | Pre-monsoon | 720 | 30.4 | 6.95 | 12.24 | 23.45 | 1.05 | 0.966 | 695.5 | 3.3
Perumal Par North | 5 | May | Pre-monsoon | 744 | 30.1 | 7 | 12.24 | 23.1 | 1.05 | 0.966 | 718.7 | 3.3
Perumal Par North | 6 | Jun | SW monsoon | 720 | 28.9 | 7.05 | 12.08 | 21.85 | 0.9806 | 0.9021 | 649.5 | 3.3
Perumal Par North | 7 | Jul | SW monsoon | 744 | 28 | 7.1 | 11.98 | 20.9 | 0.8607 | 0.7919 | 589.1 | 3.3
Perumal Par North | 8 | Aug | SW monsoon | 744 | 27.7 | 7.1 | 11.98 | 20.6 | 0.824 | 0.758 | 564 | 3.3
Perumal Par North | 9 | Sep | SW monsoon | 720 | 27.9 | 7.05 | 11.98 | 20.85 | 0.8546 | 0.7862 | 566.1 | 3.3
Perumal Par North | 10 | Oct | Post-monsoon | 744 | 28.5 | 7 | 12.12 | 21.5 | 0.9358 | 0.8609 | 640.5 | 3.3
Perumal Par North | 11 | Nov | Post-monsoon | 720 | 28.9 | 7 | 12.27 | 21.9 | 0.987 | 0.9081 | 653.8 | 3.3
Perumal Par North | 12 | Dec | NE monsoon / winter | 744 | 28.7 | 7 | 12.27 | 21.7 | 0.9613 | 0.8844 | 658 | 3.3
Perumal Par Middle | 1 | Jan | NE monsoon / winter | 744 | 28.5 | 7 | 12.27 | 21.5 | 0.9358 | 0.8609 | 640.5 | 3.3
Perumal Par Middle | 2 | Feb | NE monsoon / winter | 672 | 28.9 | 7 | 12.27 | 21.9 | 0.987 | 0.9081 | 610.2 | 3.3
Perumal Par Middle | 3 | Mar | Pre-monsoon | 744 | 29.7 | 6.95 | 12.24 | 22.75 | 1.05 | 0.966 | 718.7 | 3.3
Perumal Par Middle | 4 | Apr | Pre-monsoon | 720 | 30.4 | 6.95 | 12.24 | 23.45 | 1.05 | 0.966 | 695.5 | 3.3
Perumal Par Middle | 5 | May | Pre-monsoon | 744 | 30.1 | 7 | 12.24 | 23.1 | 1.05 | 0.966 | 718.7 | 3.3
Perumal Par Middle | 6 | Jun | SW monsoon | 720 | 28.9 | 7.05 | 12.08 | 21.85 | 0.9806 | 0.9021 | 649.5 | 3.3
Perumal Par Middle | 7 | Jul | SW monsoon | 744 | 28 | 7.1 | 11.98 | 20.9 | 0.8607 | 0.7919 | 589.1 | 3.3
Perumal Par Middle | 8 | Aug | SW monsoon | 744 | 27.7 | 7.1 | 11.98 | 20.6 | 0.824 | 0.758 | 564 | 3.3
Perumal Par Middle | 9 | Sep | SW monsoon | 720 | 27.9 | 7.05 | 11.98 | 20.85 | 0.8546 | 0.7862 | 566.1 | 3.3
Perumal Par Middle | 10 | Oct | Post-monsoon | 744 | 28.5 | 7 | 12.12 | 21.5 | 0.9358 | 0.8609 | 640.5 | 3.3
Perumal Par Middle | 11 | Nov | Post-monsoon | 720 | 28.9 | 7 | 12.27 | 21.9 | 0.987 | 0.9081 | 653.8 | 3.3
Perumal Par Middle | 12 | Dec | NE monsoon / winter | 744 | 28.7 | 7 | 12.27 | 21.7 | 0.9613 | 0.8844 | 658 | 3.3
Perumal Par South | 1 | Jan | NE monsoon / winter | 744 | 28.5 | 7 | 12.27 | 21.5 | 0.9358 | 0.8609 | 640.5 | 3.3
Perumal Par South | 2 | Feb | NE monsoon / winter | 672 | 28.9 | 7 | 12.27 | 21.9 | 0.987 | 0.9081 | 610.2 | 3.3
Perumal Par South | 3 | Mar | Pre-monsoon | 744 | 29.7 | 6.95 | 12.24 | 22.75 | 1.05 | 0.966 | 718.7 | 3.3
Perumal Par South | 4 | Apr | Pre-monsoon | 720 | 30.4 | 6.95 | 12.24 | 23.45 | 1.05 | 0.966 | 695.5 | 3.3
Perumal Par South | 5 | May | Pre-monsoon | 744 | 30.1 | 7 | 12.24 | 23.1 | 1.05 | 0.966 | 718.7 | 3.3
Perumal Par South | 6 | Jun | SW monsoon | 720 | 28.9 | 7.05 | 12.08 | 21.85 | 0.9806 | 0.9021 | 649.5 | 3.3
Perumal Par South | 7 | Jul | SW monsoon | 744 | 28 | 7.1 | 11.98 | 20.9 | 0.8607 | 0.7919 | 589.1 | 3.3
Perumal Par South | 8 | Aug | SW monsoon | 744 | 27.7 | 7.1 | 11.98 | 20.6 | 0.824 | 0.758 | 564 | 3.3
Perumal Par South | 9 | Sep | SW monsoon | 720 | 27.9 | 7.05 | 11.98 | 20.85 | 0.8546 | 0.7862 | 566.1 | 3.3
Perumal Par South | 10 | Oct | Post-monsoon | 744 | 28.5 | 7 | 12.12 | 21.5 | 0.9358 | 0.8609 | 640.5 | 3.3
Perumal Par South | 11 | Nov | Post-monsoon | 720 | 28.9 | 7 | 12.27 | 21.9 | 0.987 | 0.9081 | 653.8 | 3.3
Perumal Par South | 12 | Dec | NE monsoon / winter | 744 | 28.7 | 7 | 12.27 | 21.7 | 0.9613 | 0.8844 | 658 | 3.3
Amini | 1 | Jan | NE monsoon / winter | 744 | 28.55 | 7 | 12.27 | 21.55 | 0.9422 | 0.8668 | 644.9 | 4.5
Amini | 2 | Feb | NE monsoon / winter | 672 | 28.95 | 7 | 12.27 | 21.95 | 0.9935 | 0.914 | 614.2 | 4.5
Amini | 3 | Mar | Pre-monsoon | 744 | 29.75 | 6.95 | 12.24 | 22.8 | 1.05 | 0.966 | 718.7 | 4.5
Amini | 4 | Apr | Pre-monsoon | 720 | 30.45 | 6.95 | 12.24 | 23.5 | 1.05 | 0.966 | 695.5 | 4.5
Amini | 5 | May | Pre-monsoon | 744 | 30.15 | 7 | 12.24 | 23.15 | 1.05 | 0.966 | 718.7 | 4.5
Amini | 6 | Jun | SW monsoon | 720 | 28.95 | 7.05 | 12.08 | 21.9 | 0.987 | 0.9081 | 653.8 | 4.5
Amini | 7 | Jul | SW monsoon | 744 | 28.05 | 7.1 | 11.98 | 20.95 | 0.8669 | 0.7975 | 593.4 | 4.5
Amini | 8 | Aug | SW monsoon | 744 | 27.75 | 7.1 | 11.98 | 20.65 | 0.8301 | 0.7637 | 568.2 | 4.5
Amini | 9 | Sep | SW monsoon | 720 | 27.95 | 7.05 | 11.98 | 20.9 | 0.8607 | 0.7919 | 570.1 | 4.5
Amini | 10 | Oct | Post-monsoon | 744 | 28.55 | 7 | 12.12 | 21.55 | 0.9422 | 0.8668 | 644.9 | 4.5
Amini | 11 | Nov | Post-monsoon | 720 | 28.95 | 7 | 12.27 | 21.95 | 0.9935 | 0.914 | 658.1 | 4.5
Amini | 12 | Dec | NE monsoon / winter | 744 | 28.75 | 7 | 12.27 | 21.75 | 0.9677 | 0.8903 | 662.4 | 4.5
Parali I (eroded 2017) | 1 | Jan | NE monsoon / winter | 744 | 28.6 | 7 | 12.27 | 21.6 | 0.9485 | 0.8726 | 649.2 | 3.7
Parali I (eroded 2017) | 2 | Feb | NE monsoon / winter | 672 | 29 | 7 | 12.27 | 22 | 1 | 0.92 | 618.2 | 3.7
Parali I (eroded 2017) | 3 | Mar | Pre-monsoon | 744 | 29.8 | 6.95 | 12.24 | 22.85 | 1.05 | 0.966 | 718.7 | 3.7
Parali I (eroded 2017) | 4 | Apr | Pre-monsoon | 720 | 30.5 | 6.95 | 12.24 | 23.55 | 1.05 | 0.966 | 695.5 | 3.7
Parali I (eroded 2017) | 5 | May | Pre-monsoon | 744 | 30.2 | 7 | 12.24 | 23.2 | 1.05 | 0.966 | 718.7 | 3.7
Parali I (eroded 2017) | 6 | Jun | SW monsoon | 720 | 29 | 7.05 | 12.08 | 21.95 | 0.9935 | 0.914 | 658.1 | 3.7
Parali I (eroded 2017) | 7 | Jul | SW monsoon | 744 | 28.1 | 7.1 | 11.98 | 21 | 0.8731 | 0.8032 | 597.6 | 3.7
Parali I (eroded 2017) | 8 | Aug | SW monsoon | 744 | 27.8 | 7.1 | 11.98 | 20.7 | 0.8362 | 0.7693 | 572.3 | 3.7
Parali I (eroded 2017) | 9 | Sep | SW monsoon | 720 | 28 | 7.05 | 11.98 | 20.95 | 0.8669 | 0.7975 | 574.2 | 3.7
Parali I (eroded 2017) | 10 | Oct | Post-monsoon | 744 | 28.6 | 7 | 12.12 | 21.6 | 0.9485 | 0.8726 | 649.2 | 3.7
Parali I (eroded 2017) | 11 | Nov | Post-monsoon | 720 | 29 | 7 | 12.27 | 22 | 1 | 0.92 | 662.4 | 3.7
Parali I (eroded 2017) | 12 | Dec | NE monsoon / winter | 744 | 28.8 | 7 | 12.27 | 21.8 | 0.9741 | 0.8962 | 666.8 | 3.7
Parali II | 1 | Jan | NE monsoon / winter | 744 | 28.6 | 7 | 12.27 | 21.6 | 0.9485 | 0.8726 | 649.2 | 3.7
Parali II | 2 | Feb | NE monsoon / winter | 672 | 29 | 7 | 12.27 | 22 | 1 | 0.92 | 618.2 | 3.7
Parali II | 3 | Mar | Pre-monsoon | 744 | 29.8 | 6.95 | 12.24 | 22.85 | 1.05 | 0.966 | 718.7 | 3.7
Parali II | 4 | Apr | Pre-monsoon | 720 | 30.5 | 6.95 | 12.24 | 23.55 | 1.05 | 0.966 | 695.5 | 3.7
Parali II | 5 | May | Pre-monsoon | 744 | 30.2 | 7 | 12.24 | 23.2 | 1.05 | 0.966 | 718.7 | 3.7
Parali II | 6 | Jun | SW monsoon | 720 | 29 | 7.05 | 12.08 | 21.95 | 0.9935 | 0.914 | 658.1 | 3.7
Parali II | 7 | Jul | SW monsoon | 744 | 28.1 | 7.1 | 11.98 | 21 | 0.8731 | 0.8032 | 597.6 | 3.7
Parali II | 8 | Aug | SW monsoon | 744 | 27.8 | 7.1 | 11.98 | 20.7 | 0.8362 | 0.7693 | 572.3 | 3.7
Parali II | 9 | Sep | SW monsoon | 720 | 28 | 7.05 | 11.98 | 20.95 | 0.8669 | 0.7975 | 574.2 | 3.7
Parali II | 10 | Oct | Post-monsoon | 744 | 28.6 | 7 | 12.12 | 21.6 | 0.9485 | 0.8726 | 649.2 | 3.7
Parali II | 11 | Nov | Post-monsoon | 720 | 29 | 7 | 12.27 | 22 | 1 | 0.92 | 662.4 | 3.7
Parali II | 12 | Dec | NE monsoon / winter | 744 | 28.8 | 7 | 12.27 | 21.8 | 0.9741 | 0.8962 | 666.8 | 3.7
Parali III | 1 | Jan | NE monsoon / winter | 744 | 28.6 | 7 | 12.27 | 21.6 | 0.9485 | 0.8726 | 649.2 | 3.7
Parali III | 2 | Feb | NE monsoon / winter | 672 | 29 | 7 | 12.27 | 22 | 1 | 0.92 | 618.2 | 3.7
Parali III | 3 | Mar | Pre-monsoon | 744 | 29.8 | 6.95 | 12.24 | 22.85 | 1.05 | 0.966 | 718.7 | 3.7
Parali III | 4 | Apr | Pre-monsoon | 720 | 30.5 | 6.95 | 12.24 | 23.55 | 1.05 | 0.966 | 695.5 | 3.7
Parali III | 5 | May | Pre-monsoon | 744 | 30.2 | 7 | 12.24 | 23.2 | 1.05 | 0.966 | 718.7 | 3.7
Parali III | 6 | Jun | SW monsoon | 720 | 29 | 7.05 | 12.08 | 21.95 | 0.9935 | 0.914 | 658.1 | 3.7
Parali III | 7 | Jul | SW monsoon | 744 | 28.1 | 7.1 | 11.98 | 21 | 0.8731 | 0.8032 | 597.6 | 3.7
Parali III | 8 | Aug | SW monsoon | 744 | 27.8 | 7.1 | 11.98 | 20.7 | 0.8362 | 0.7693 | 572.3 | 3.7
Parali III | 9 | Sep | SW monsoon | 720 | 28 | 7.05 | 11.98 | 20.95 | 0.8669 | 0.7975 | 574.2 | 3.7
Parali III | 10 | Oct | Post-monsoon | 744 | 28.6 | 7 | 12.12 | 21.6 | 0.9485 | 0.8726 | 649.2 | 3.7
Parali III | 11 | Nov | Post-monsoon | 720 | 29 | 7 | 12.27 | 22 | 1 | 0.92 | 662.4 | 3.7
Parali III | 12 | Dec | NE monsoon / winter | 744 | 28.8 | 7 | 12.27 | 21.8 | 0.9741 | 0.8962 | 666.8 | 3.7
Thinnakara | 1 | Jan | NE monsoon / winter | 744 | 28.6 | 7 | 12.27 | 21.6 | 0.9485 | 0.8726 | 649.2 | 3.6
Thinnakara | 2 | Feb | NE monsoon / winter | 672 | 29 | 7 | 12.27 | 22 | 1 | 0.92 | 618.2 | 3.6
Thinnakara | 3 | Mar | Pre-monsoon | 744 | 29.8 | 6.95 | 12.24 | 22.85 | 1.05 | 0.966 | 718.7 | 3.6
Thinnakara | 4 | Apr | Pre-monsoon | 720 | 30.5 | 6.95 | 12.24 | 23.55 | 1.05 | 0.966 | 695.5 | 3.6
Thinnakara | 5 | May | Pre-monsoon | 744 | 30.2 | 7 | 12.24 | 23.2 | 1.05 | 0.966 | 718.7 | 3.6
Thinnakara | 6 | Jun | SW monsoon | 720 | 29 | 7.05 | 12.08 | 21.95 | 0.9935 | 0.914 | 658.1 | 3.6
Thinnakara | 7 | Jul | SW monsoon | 744 | 28.1 | 7.1 | 11.98 | 21 | 0.8731 | 0.8032 | 597.6 | 3.6
Thinnakara | 8 | Aug | SW monsoon | 744 | 27.8 | 7.1 | 11.98 | 20.7 | 0.8362 | 0.7693 | 572.3 | 3.6
Thinnakara | 9 | Sep | SW monsoon | 720 | 28 | 7.05 | 11.98 | 20.95 | 0.8669 | 0.7975 | 574.2 | 3.6
Thinnakara | 10 | Oct | Post-monsoon | 744 | 28.6 | 7 | 12.12 | 21.6 | 0.9485 | 0.8726 | 649.2 | 3.6
Thinnakara | 11 | Nov | Post-monsoon | 720 | 29 | 7 | 12.27 | 22 | 1 | 0.92 | 662.4 | 3.6
Thinnakara | 12 | Dec | NE monsoon / winter | 744 | 28.8 | 7 | 12.27 | 21.8 | 0.9741 | 0.8962 | 666.8 | 3.6
Bangaram | 1 | Jan | NE monsoon / winter | 744 | 28.6 | 7 | 12.27 | 21.6 | 0.9485 | 0.8726 | 649.2 | 3.4
Bangaram | 2 | Feb | NE monsoon / winter | 672 | 29 | 7 | 12.27 | 22 | 1 | 0.92 | 618.2 | 3.4
Bangaram | 3 | Mar | Pre-monsoon | 744 | 29.8 | 6.95 | 12.24 | 22.85 | 1.05 | 0.966 | 718.7 | 3.4
Bangaram | 4 | Apr | Pre-monsoon | 720 | 30.5 | 6.95 | 12.24 | 23.55 | 1.05 | 0.966 | 695.5 | 3.4
Bangaram | 5 | May | Pre-monsoon | 744 | 30.2 | 7 | 12.24 | 23.2 | 1.05 | 0.966 | 718.7 | 3.4
Bangaram | 6 | Jun | SW monsoon | 720 | 29 | 7.05 | 12.08 | 21.95 | 0.9935 | 0.914 | 658.1 | 3.4
Bangaram | 7 | Jul | SW monsoon | 744 | 28.1 | 7.1 | 11.98 | 21 | 0.8731 | 0.8032 | 597.6 | 3.4
Bangaram | 8 | Aug | SW monsoon | 744 | 27.8 | 7.1 | 11.98 | 20.7 | 0.8362 | 0.7693 | 572.3 | 3.4
Bangaram | 9 | Sep | SW monsoon | 720 | 28 | 7.05 | 11.98 | 20.95 | 0.8669 | 0.7975 | 574.2 | 3.4
Bangaram | 10 | Oct | Post-monsoon | 744 | 28.6 | 7 | 12.12 | 21.6 | 0.9485 | 0.8726 | 649.2 | 3.4
Bangaram | 11 | Nov | Post-monsoon | 720 | 29 | 7 | 12.27 | 22 | 1 | 0.92 | 662.4 | 3.4
Bangaram | 12 | Dec | NE monsoon / winter | 744 | 28.8 | 7 | 12.27 | 21.8 | 0.9741 | 0.8962 | 666.8 | 3.4
South Bangaram Cay | 1 | Jan | NE monsoon / winter | 744 | 28.6 | 7 | 12.27 | 21.6 | 0.9485 | 0.8726 | 649.2 | 3.4
South Bangaram Cay | 2 | Feb | NE monsoon / winter | 672 | 29 | 7 | 12.27 | 22 | 1 | 0.92 | 618.2 | 3.4
South Bangaram Cay | 3 | Mar | Pre-monsoon | 744 | 29.8 | 6.95 | 12.24 | 22.85 | 1.05 | 0.966 | 718.7 | 3.4
South Bangaram Cay | 4 | Apr | Pre-monsoon | 720 | 30.5 | 6.95 | 12.24 | 23.55 | 1.05 | 0.966 | 695.5 | 3.4
South Bangaram Cay | 5 | May | Pre-monsoon | 744 | 30.2 | 7 | 12.24 | 23.2 | 1.05 | 0.966 | 718.7 | 3.4
South Bangaram Cay | 6 | Jun | SW monsoon | 720 | 29 | 7.05 | 12.08 | 21.95 | 0.9935 | 0.914 | 658.1 | 3.4
South Bangaram Cay | 7 | Jul | SW monsoon | 744 | 28.1 | 7.1 | 11.98 | 21 | 0.8731 | 0.8032 | 597.6 | 3.4
South Bangaram Cay | 8 | Aug | SW monsoon | 744 | 27.8 | 7.1 | 11.98 | 20.7 | 0.8362 | 0.7693 | 572.3 | 3.4
South Bangaram Cay | 9 | Sep | SW monsoon | 720 | 28 | 7.05 | 11.98 | 20.95 | 0.8669 | 0.7975 | 574.2 | 3.4
South Bangaram Cay | 10 | Oct | Post-monsoon | 744 | 28.6 | 7 | 12.12 | 21.6 | 0.9485 | 0.8726 | 649.2 | 3.4
South Bangaram Cay | 11 | Nov | Post-monsoon | 720 | 29 | 7 | 12.27 | 22 | 1 | 0.92 | 662.4 | 3.4
South Bangaram Cay | 12 | Dec | NE monsoon / winter | 744 | 28.8 | 7 | 12.27 | 21.8 | 0.9741 | 0.8962 | 666.8 | 3.4
Kalpitti | 1 | Jan | NE monsoon / winter | 744 | 28.6 | 7 | 12.27 | 21.6 | 0.9485 | 0.8726 | 649.2 | 3
Kalpitti | 2 | Feb | NE monsoon / winter | 672 | 29 | 7 | 12.27 | 22 | 1 | 0.92 | 618.2 | 3
Kalpitti | 3 | Mar | Pre-monsoon | 744 | 29.8 | 6.95 | 12.24 | 22.85 | 1.05 | 0.966 | 718.7 | 3
Kalpitti | 4 | Apr | Pre-monsoon | 720 | 30.5 | 6.95 | 12.24 | 23.55 | 1.05 | 0.966 | 695.5 | 3
Kalpitti | 5 | May | Pre-monsoon | 744 | 30.2 | 7 | 12.24 | 23.2 | 1.05 | 0.966 | 718.7 | 3
Kalpitti | 6 | Jun | SW monsoon | 720 | 29 | 7.05 | 12.08 | 21.95 | 0.9935 | 0.914 | 658.1 | 3
Kalpitti | 7 | Jul | SW monsoon | 744 | 28.1 | 7.1 | 11.98 | 21 | 0.8731 | 0.8032 | 597.6 | 3
Kalpitti | 8 | Aug | SW monsoon | 744 | 27.8 | 7.1 | 11.98 | 20.7 | 0.8362 | 0.7693 | 572.3 | 3
Kalpitti | 9 | Sep | SW monsoon | 720 | 28 | 7.05 | 11.98 | 20.95 | 0.8669 | 0.7975 | 574.2 | 3
Kalpitti | 10 | Oct | Post-monsoon | 744 | 28.6 | 7 | 12.12 | 21.6 | 0.9485 | 0.8726 | 649.2 | 3
Kalpitti | 11 | Nov | Post-monsoon | 720 | 29 | 7 | 12.27 | 22 | 1 | 0.92 | 662.4 | 3
Kalpitti | 12 | Dec | NE monsoon / winter | 744 | 28.8 | 7 | 12.27 | 21.8 | 0.9741 | 0.8962 | 666.8 | 3
Agatti | 1 | Jan | NE monsoon / winter | 744 | 28.6 | 7 | 12.27 | 21.6 | 0.9485 | 0.8726 | 649.2 | 3
Agatti | 2 | Feb | NE monsoon / winter | 672 | 29 | 7 | 12.27 | 22 | 1 | 0.92 | 618.2 | 3
Agatti | 3 | Mar | Pre-monsoon | 744 | 29.8 | 6.95 | 12.24 | 22.85 | 1.05 | 0.966 | 718.7 | 3
Agatti | 4 | Apr | Pre-monsoon | 720 | 30.5 | 6.95 | 12.24 | 23.55 | 1.05 | 0.966 | 695.5 | 3
Agatti | 5 | May | Pre-monsoon | 744 | 30.2 | 7 | 12.24 | 23.2 | 1.05 | 0.966 | 718.7 | 3
Agatti | 6 | Jun | SW monsoon | 720 | 29 | 7.05 | 12.08 | 21.95 | 0.9935 | 0.914 | 658.1 | 3
Agatti | 7 | Jul | SW monsoon | 744 | 28.1 | 7.1 | 11.98 | 21 | 0.8731 | 0.8032 | 597.6 | 3
Agatti | 8 | Aug | SW monsoon | 744 | 27.8 | 7.1 | 11.98 | 20.7 | 0.8362 | 0.7693 | 572.3 | 3
Agatti | 9 | Sep | SW monsoon | 720 | 28 | 7.05 | 11.98 | 20.95 | 0.8669 | 0.7975 | 574.2 | 3
Agatti | 10 | Oct | Post-monsoon | 744 | 28.6 | 7 | 12.12 | 21.6 | 0.9485 | 0.8726 | 649.2 | 3
Agatti | 11 | Nov | Post-monsoon | 720 | 29 | 7 | 12.27 | 22 | 1 | 0.92 | 662.4 | 3
Agatti | 12 | Dec | NE monsoon / winter | 744 | 28.8 | 7 | 12.27 | 21.8 | 0.9741 | 0.8962 | 666.8 | 3
Pitti (Bird Island) | 1 | Jan | NE monsoon / winter | 744 | 28.6 | 7 | 12.27 | 21.6 | 0.9485 | 0.8726 | 649.2 | 3.5
Pitti (Bird Island) | 2 | Feb | NE monsoon / winter | 672 | 29 | 7 | 12.27 | 22 | 1 | 0.92 | 618.2 | 3.5
Pitti (Bird Island) | 3 | Mar | Pre-monsoon | 744 | 29.8 | 6.95 | 12.24 | 22.85 | 1.05 | 0.966 | 718.7 | 3.5
Pitti (Bird Island) | 4 | Apr | Pre-monsoon | 720 | 30.5 | 6.95 | 12.24 | 23.55 | 1.05 | 0.966 | 695.5 | 3.5
Pitti (Bird Island) | 5 | May | Pre-monsoon | 744 | 30.2 | 7 | 12.24 | 23.2 | 1.05 | 0.966 | 718.7 | 3.5
Pitti (Bird Island) | 6 | Jun | SW monsoon | 720 | 29 | 7.05 | 12.08 | 21.95 | 0.9935 | 0.914 | 658.1 | 3.5
Pitti (Bird Island) | 7 | Jul | SW monsoon | 744 | 28.1 | 7.1 | 11.98 | 21 | 0.8731 | 0.8032 | 597.6 | 3.5
Pitti (Bird Island) | 8 | Aug | SW monsoon | 744 | 27.8 | 7.1 | 11.98 | 20.7 | 0.8362 | 0.7693 | 572.3 | 3.5
Pitti (Bird Island) | 9 | Sep | SW monsoon | 720 | 28 | 7.05 | 11.98 | 20.95 | 0.8669 | 0.7975 | 574.2 | 3.5
Pitti (Bird Island) | 10 | Oct | Post-monsoon | 744 | 28.6 | 7 | 12.12 | 21.6 | 0.9485 | 0.8726 | 649.2 | 3.5
Pitti (Bird Island) | 11 | Nov | Post-monsoon | 720 | 29 | 7 | 12.27 | 22 | 1 | 0.92 | 662.4 | 3.5
Pitti (Bird Island) | 12 | Dec | NE monsoon / winter | 744 | 28.8 | 7 | 12.27 | 21.8 | 0.9741 | 0.8962 | 666.8 | 3.5
Andrott | 1 | Jan | NE monsoon / winter | 744 | 28.65 | 7 | 12.27 | 21.65 | 0.9549 | 0.8785 | 653.6 | 5
Andrott | 2 | Feb | NE monsoon / winter | 672 | 29.05 | 7 | 12.27 | 22.05 | 1.0065 | 0.926 | 622.3 | 5
Andrott | 3 | Mar | Pre-monsoon | 744 | 29.85 | 6.95 | 12.24 | 22.9 | 1.05 | 0.966 | 718.7 | 5
Andrott | 4 | Apr | Pre-monsoon | 720 | 30.55 | 6.95 | 12.24 | 23.6 | 1.05 | 0.966 | 695.5 | 5
Andrott | 5 | May | Pre-monsoon | 744 | 30.25 | 7 | 12.24 | 23.25 | 1.05 | 0.966 | 718.7 | 5
Andrott | 6 | Jun | SW monsoon | 720 | 29.05 | 7.05 | 12.08 | 22 | 1 | 0.92 | 662.4 | 5
Andrott | 7 | Jul | SW monsoon | 744 | 28.15 | 7.1 | 11.98 | 21.05 | 0.8793 | 0.8089 | 601.9 | 5
Andrott | 8 | Aug | SW monsoon | 744 | 27.85 | 7.1 | 11.98 | 20.75 | 0.8423 | 0.7749 | 576.5 | 5
Andrott | 9 | Sep | SW monsoon | 720 | 28.05 | 7.05 | 11.98 | 21 | 0.8731 | 0.8032 | 578.3 | 5
Andrott | 10 | Oct | Post-monsoon | 744 | 28.65 | 7 | 12.12 | 21.65 | 0.9549 | 0.8785 | 653.6 | 5
Andrott | 11 | Nov | Post-monsoon | 720 | 29.05 | 7 | 12.27 | 22.05 | 1.0065 | 0.926 | 666.7 | 5
Andrott | 12 | Dec | NE monsoon / winter | 744 | 28.85 | 7 | 12.27 | 21.85 | 0.9806 | 0.9021 | 671.2 | 5
Kavaratti | 1 | Jan | NE monsoon / winter | 744 | 28.6 | 7 | 12.27 | 21.6 | 0.9485 | 0.8726 | 649.2 | 3.8
Kavaratti | 2 | Feb | NE monsoon / winter | 672 | 29 | 7 | 12.27 | 22 | 1 | 0.92 | 618.2 | 3.8
Kavaratti | 3 | Mar | Pre-monsoon | 744 | 29.8 | 6.95 | 12.24 | 22.85 | 1.05 | 0.966 | 718.7 | 3.8
Kavaratti | 4 | Apr | Pre-monsoon | 720 | 30.5 | 6.95 | 12.24 | 23.55 | 1.05 | 0.966 | 695.5 | 3.8
Kavaratti | 5 | May | Pre-monsoon | 744 | 30.2 | 7 | 12.24 | 23.2 | 1.05 | 0.966 | 718.7 | 3.8
Kavaratti | 6 | Jun | SW monsoon | 720 | 29 | 7.05 | 12.08 | 21.95 | 0.9935 | 0.914 | 658.1 | 3.8
Kavaratti | 7 | Jul | SW monsoon | 744 | 28.1 | 7.1 | 11.98 | 21 | 0.8731 | 0.8032 | 597.6 | 3.8
Kavaratti | 8 | Aug | SW monsoon | 744 | 27.8 | 7.1 | 11.98 | 20.7 | 0.8362 | 0.7693 | 572.3 | 3.8
Kavaratti | 9 | Sep | SW monsoon | 720 | 28 | 7.05 | 11.98 | 20.95 | 0.8669 | 0.7975 | 574.2 | 3.8
Kavaratti | 10 | Oct | Post-monsoon | 744 | 28.6 | 7 | 12.12 | 21.6 | 0.9485 | 0.8726 | 649.2 | 3.8
Kavaratti | 11 | Nov | Post-monsoon | 720 | 29 | 7 | 12.27 | 22 | 1 | 0.92 | 662.4 | 3.8
Kavaratti | 12 | Dec | NE monsoon / winter | 744 | 28.8 | 7 | 12.27 | 21.8 | 0.9741 | 0.8962 | 666.8 | 3.8
Cheriyam | 1 | Jan | NE monsoon / winter | 744 | 28.75 | 7 | 12.27 | 21.75 | 0.9677 | 0.8903 | 662.4 | 3.5
Cheriyam | 2 | Feb | NE monsoon / winter | 672 | 29.15 | 7 | 12.27 | 22.15 | 1.0195 | 0.938 | 630.3 | 3.5
Cheriyam | 3 | Mar | Pre-monsoon | 744 | 29.95 | 6.95 | 12.24 | 23 | 1.05 | 0.966 | 718.7 | 3.5
Cheriyam | 4 | Apr | Pre-monsoon | 720 | 30.65 | 6.95 | 12.24 | 23.7 | 1.05 | 0.966 | 695.5 | 3.5
Cheriyam | 5 | May | Pre-monsoon | 744 | 30.35 | 7 | 12.24 | 23.35 | 1.05 | 0.966 | 718.7 | 3.5
Cheriyam | 6 | Jun | SW monsoon | 720 | 29.15 | 7.05 | 12.08 | 22.1 | 1.013 | 0.932 | 671 | 3.5
Cheriyam | 7 | Jul | SW monsoon | 744 | 28.25 | 7.1 | 11.98 | 21.15 | 0.8917 | 0.8204 | 610.4 | 3.5
Cheriyam | 8 | Aug | SW monsoon | 744 | 27.95 | 7.1 | 11.98 | 20.85 | 0.8546 | 0.7862 | 584.9 | 3.5
Cheriyam | 9 | Sep | SW monsoon | 720 | 28.15 | 7.05 | 11.98 | 21.1 | 0.8855 | 0.8147 | 586.6 | 3.5
Cheriyam | 10 | Oct | Post-monsoon | 744 | 28.75 | 7 | 12.12 | 21.75 | 0.9677 | 0.8903 | 662.4 | 3.5
Cheriyam | 11 | Nov | Post-monsoon | 720 | 29.15 | 7 | 12.27 | 22.15 | 1.0195 | 0.938 | 675.3 | 3.5
Cheriyam | 12 | Dec | NE monsoon / winter | 744 | 28.95 | 7 | 12.27 | 21.95 | 0.9935 | 0.914 | 680 | 3.5
Kodithala | 1 | Jan | NE monsoon / winter | 744 | 28.75 | 7 | 12.27 | 21.75 | 0.9677 | 0.8903 | 662.4 | 3.5
Kodithala | 2 | Feb | NE monsoon / winter | 672 | 29.15 | 7 | 12.27 | 22.15 | 1.0195 | 0.938 | 630.3 | 3.5
Kodithala | 3 | Mar | Pre-monsoon | 744 | 29.95 | 6.95 | 12.24 | 23 | 1.05 | 0.966 | 718.7 | 3.5
Kodithala | 4 | Apr | Pre-monsoon | 720 | 30.65 | 6.95 | 12.24 | 23.7 | 1.05 | 0.966 | 695.5 | 3.5
Kodithala | 5 | May | Pre-monsoon | 744 | 30.35 | 7 | 12.24 | 23.35 | 1.05 | 0.966 | 718.7 | 3.5
Kodithala | 6 | Jun | SW monsoon | 720 | 29.15 | 7.05 | 12.08 | 22.1 | 1.013 | 0.932 | 671 | 3.5
Kodithala | 7 | Jul | SW monsoon | 744 | 28.25 | 7.1 | 11.98 | 21.15 | 0.8917 | 0.8204 | 610.4 | 3.5
Kodithala | 8 | Aug | SW monsoon | 744 | 27.95 | 7.1 | 11.98 | 20.85 | 0.8546 | 0.7862 | 584.9 | 3.5
Kodithala | 9 | Sep | SW monsoon | 720 | 28.15 | 7.05 | 11.98 | 21.1 | 0.8855 | 0.8147 | 586.6 | 3.5
Kodithala | 10 | Oct | Post-monsoon | 744 | 28.75 | 7 | 12.12 | 21.75 | 0.9677 | 0.8903 | 662.4 | 3.5
Kodithala | 11 | Nov | Post-monsoon | 720 | 29.15 | 7 | 12.27 | 22.15 | 1.0195 | 0.938 | 675.3 | 3.5
Kodithala | 12 | Dec | NE monsoon / winter | 744 | 28.95 | 7 | 12.27 | 21.95 | 0.9935 | 0.914 | 680 | 3.5
Suheli Cheriyakara | 1 | Jan | NE monsoon / winter | 744 | 28.7 | 7 | 12.27 | 21.7 | 0.9613 | 0.8844 | 658 | 3
Suheli Cheriyakara | 2 | Feb | NE monsoon / winter | 672 | 29.1 | 7 | 12.27 | 22.1 | 1.013 | 0.932 | 626.3 | 3
Suheli Cheriyakara | 3 | Mar | Pre-monsoon | 744 | 29.9 | 6.95 | 12.24 | 22.95 | 1.05 | 0.966 | 718.7 | 3
Suheli Cheriyakara | 4 | Apr | Pre-monsoon | 720 | 30.6 | 6.95 | 12.24 | 23.65 | 1.05 | 0.966 | 695.5 | 3
Suheli Cheriyakara | 5 | May | Pre-monsoon | 744 | 30.3 | 7 | 12.24 | 23.3 | 1.05 | 0.966 | 718.7 | 3
Suheli Cheriyakara | 6 | Jun | SW monsoon | 720 | 29.1 | 7.05 | 12.08 | 22.05 | 1.0065 | 0.926 | 666.7 | 3
Suheli Cheriyakara | 7 | Jul | SW monsoon | 744 | 28.2 | 7.1 | 11.98 | 21.1 | 0.8855 | 0.8147 | 606.1 | 3
Suheli Cheriyakara | 8 | Aug | SW monsoon | 744 | 27.9 | 7.1 | 11.98 | 20.8 | 0.8484 | 0.7805 | 580.7 | 3
Suheli Cheriyakara | 9 | Sep | SW monsoon | 720 | 28.1 | 7.05 | 11.98 | 21.05 | 0.8793 | 0.8089 | 582.4 | 3
Suheli Cheriyakara | 10 | Oct | Post-monsoon | 744 | 28.7 | 7 | 12.12 | 21.7 | 0.9613 | 0.8844 | 658 | 3
Suheli Cheriyakara | 11 | Nov | Post-monsoon | 720 | 29.1 | 7 | 12.27 | 22.1 | 1.013 | 0.932 | 671 | 3
Suheli Cheriyakara | 12 | Dec | NE monsoon / winter | 744 | 28.9 | 7 | 12.27 | 21.9 | 0.987 | 0.9081 | 675.6 | 3
Suheli Indira-Shastri Dweep | 1 | Jan | NE monsoon / winter | 744 | 28.7 | 7 | 12.27 | 21.7 | 0.9613 | 0.8844 | 658 | 3
Suheli Indira-Shastri Dweep | 2 | Feb | NE monsoon / winter | 672 | 29.1 | 7 | 12.27 | 22.1 | 1.013 | 0.932 | 626.3 | 3
Suheli Indira-Shastri Dweep | 3 | Mar | Pre-monsoon | 744 | 29.9 | 6.95 | 12.24 | 22.95 | 1.05 | 0.966 | 718.7 | 3
Suheli Indira-Shastri Dweep | 4 | Apr | Pre-monsoon | 720 | 30.6 | 6.95 | 12.24 | 23.65 | 1.05 | 0.966 | 695.5 | 3
Suheli Indira-Shastri Dweep | 5 | May | Pre-monsoon | 744 | 30.3 | 7 | 12.24 | 23.3 | 1.05 | 0.966 | 718.7 | 3
Suheli Indira-Shastri Dweep | 6 | Jun | SW monsoon | 720 | 29.1 | 7.05 | 12.08 | 22.05 | 1.0065 | 0.926 | 666.7 | 3
Suheli Indira-Shastri Dweep | 7 | Jul | SW monsoon | 744 | 28.2 | 7.1 | 11.98 | 21.1 | 0.8855 | 0.8147 | 606.1 | 3
Suheli Indira-Shastri Dweep | 8 | Aug | SW monsoon | 744 | 27.9 | 7.1 | 11.98 | 20.8 | 0.8484 | 0.7805 | 580.7 | 3
Suheli Indira-Shastri Dweep | 9 | Sep | SW monsoon | 720 | 28.1 | 7.05 | 11.98 | 21.05 | 0.8793 | 0.8089 | 582.4 | 3
Suheli Indira-Shastri Dweep | 10 | Oct | Post-monsoon | 744 | 28.7 | 7 | 12.12 | 21.7 | 0.9613 | 0.8844 | 658 | 3
Suheli Indira-Shastri Dweep | 11 | Nov | Post-monsoon | 720 | 29.1 | 7 | 12.27 | 22.1 | 1.013 | 0.932 | 671 | 3
Suheli Indira-Shastri Dweep | 12 | Dec | NE monsoon / winter | 744 | 28.9 | 7 | 12.27 | 21.9 | 0.987 | 0.9081 | 675.6 | 3
Kalpeni | 1 | Jan | NE monsoon / winter | 744 | 28.75 | 7 | 12.27 | 21.75 | 0.9677 | 0.8903 | 662.4 | 3.5
Kalpeni | 2 | Feb | NE monsoon / winter | 672 | 29.15 | 7 | 12.27 | 22.15 | 1.0195 | 0.938 | 630.3 | 3.5
Kalpeni | 3 | Mar | Pre-monsoon | 744 | 29.95 | 6.95 | 12.24 | 23 | 1.05 | 0.966 | 718.7 | 3.5
Kalpeni | 4 | Apr | Pre-monsoon | 720 | 30.65 | 6.95 | 12.24 | 23.7 | 1.05 | 0.966 | 695.5 | 3.5
Kalpeni | 5 | May | Pre-monsoon | 744 | 30.35 | 7 | 12.24 | 23.35 | 1.05 | 0.966 | 718.7 | 3.5
Kalpeni | 6 | Jun | SW monsoon | 720 | 29.15 | 7.05 | 12.08 | 22.1 | 1.013 | 0.932 | 671 | 3.5
Kalpeni | 7 | Jul | SW monsoon | 744 | 28.25 | 7.1 | 11.98 | 21.15 | 0.8917 | 0.8204 | 610.4 | 3.5
Kalpeni | 8 | Aug | SW monsoon | 744 | 27.95 | 7.1 | 11.98 | 20.85 | 0.8546 | 0.7862 | 584.9 | 3.5
Kalpeni | 9 | Sep | SW monsoon | 720 | 28.15 | 7.05 | 11.98 | 21.1 | 0.8855 | 0.8147 | 586.6 | 3.5
Kalpeni | 10 | Oct | Post-monsoon | 744 | 28.75 | 7 | 12.12 | 21.75 | 0.9677 | 0.8903 | 662.4 | 3.5
Kalpeni | 11 | Nov | Post-monsoon | 720 | 29.15 | 7 | 12.27 | 22.15 | 1.0195 | 0.938 | 675.3 | 3.5
Kalpeni | 12 | Dec | NE monsoon / winter | 744 | 28.95 | 7 | 12.27 | 21.95 | 0.9935 | 0.914 | 680 | 3.5
Pitti (Kalpeni) | 1 | Jan | NE monsoon / winter | 744 | 28.75 | 7 | 12.27 | 21.75 | 0.9677 | 0.8903 | 662.4 | 3.5
Pitti (Kalpeni) | 2 | Feb | NE monsoon / winter | 672 | 29.15 | 7 | 12.27 | 22.15 | 1.0195 | 0.938 | 630.3 | 3.5
Pitti (Kalpeni) | 3 | Mar | Pre-monsoon | 744 | 29.95 | 6.95 | 12.24 | 23 | 1.05 | 0.966 | 718.7 | 3.5
Pitti (Kalpeni) | 4 | Apr | Pre-monsoon | 720 | 30.65 | 6.95 | 12.24 | 23.7 | 1.05 | 0.966 | 695.5 | 3.5
Pitti (Kalpeni) | 5 | May | Pre-monsoon | 744 | 30.35 | 7 | 12.24 | 23.35 | 1.05 | 0.966 | 718.7 | 3.5
Pitti (Kalpeni) | 6 | Jun | SW monsoon | 720 | 29.15 | 7.05 | 12.08 | 22.1 | 1.013 | 0.932 | 671 | 3.5
Pitti (Kalpeni) | 7 | Jul | SW monsoon | 744 | 28.25 | 7.1 | 11.98 | 21.15 | 0.8917 | 0.8204 | 610.4 | 3.5
Pitti (Kalpeni) | 8 | Aug | SW monsoon | 744 | 27.95 | 7.1 | 11.98 | 20.85 | 0.8546 | 0.7862 | 584.9 | 3.5
Pitti (Kalpeni) | 9 | Sep | SW monsoon | 720 | 28.15 | 7.05 | 11.98 | 21.1 | 0.8855 | 0.8147 | 586.6 | 3.5
Pitti (Kalpeni) | 10 | Oct | Post-monsoon | 744 | 28.75 | 7 | 12.12 | 21.75 | 0.9677 | 0.8903 | 662.4 | 3.5
Pitti (Kalpeni) | 11 | Nov | Post-monsoon | 720 | 29.15 | 7 | 12.27 | 22.15 | 1.0195 | 0.938 | 675.3 | 3.5
Pitti (Kalpeni) | 12 | Dec | NE monsoon / winter | 744 | 28.95 | 7 | 12.27 | 21.95 | 0.9935 | 0.914 | 680 | 3.5
Koomel | 1 | Jan | NE monsoon / winter | 744 | 28.75 | 7 | 12.27 | 21.75 | 0.9677 | 0.8903 | 662.4 | 3.5
Koomel | 2 | Feb | NE monsoon / winter | 672 | 29.15 | 7 | 12.27 | 22.15 | 1.0195 | 0.938 | 630.3 | 3.5
Koomel | 3 | Mar | Pre-monsoon | 744 | 29.95 | 6.95 | 12.24 | 23 | 1.05 | 0.966 | 718.7 | 3.5
Koomel | 4 | Apr | Pre-monsoon | 720 | 30.65 | 6.95 | 12.24 | 23.7 | 1.05 | 0.966 | 695.5 | 3.5
Koomel | 5 | May | Pre-monsoon | 744 | 30.35 | 7 | 12.24 | 23.35 | 1.05 | 0.966 | 718.7 | 3.5
Koomel | 6 | Jun | SW monsoon | 720 | 29.15 | 7.05 | 12.08 | 22.1 | 1.013 | 0.932 | 671 | 3.5
Koomel | 7 | Jul | SW monsoon | 744 | 28.25 | 7.1 | 11.98 | 21.15 | 0.8917 | 0.8204 | 610.4 | 3.5
Koomel | 8 | Aug | SW monsoon | 744 | 27.95 | 7.1 | 11.98 | 20.85 | 0.8546 | 0.7862 | 584.9 | 3.5
Koomel | 9 | Sep | SW monsoon | 720 | 28.15 | 7.05 | 11.98 | 21.1 | 0.8855 | 0.8147 | 586.6 | 3.5
Koomel | 10 | Oct | Post-monsoon | 744 | 28.75 | 7 | 12.12 | 21.75 | 0.9677 | 0.8903 | 662.4 | 3.5
Koomel | 11 | Nov | Post-monsoon | 720 | 29.15 | 7 | 12.27 | 22.15 | 1.0195 | 0.938 | 675.3 | 3.5
Koomel | 12 | Dec | NE monsoon / winter | 744 | 28.95 | 7 | 12.27 | 21.95 | 0.9935 | 0.914 | 680 | 3.5
Tilakkam East | 1 | Jan | NE monsoon / winter | 744 | 28.75 | 7 | 12.27 | 21.75 | 0.9677 | 0.8903 | 662.4 | 3.5
Tilakkam East | 2 | Feb | NE monsoon / winter | 672 | 29.15 | 7 | 12.27 | 22.15 | 1.0195 | 0.938 | 630.3 | 3.5
Tilakkam East | 3 | Mar | Pre-monsoon | 744 | 29.95 | 6.95 | 12.24 | 23 | 1.05 | 0.966 | 718.7 | 3.5
Tilakkam East | 4 | Apr | Pre-monsoon | 720 | 30.65 | 6.95 | 12.24 | 23.7 | 1.05 | 0.966 | 695.5 | 3.5
Tilakkam East | 5 | May | Pre-monsoon | 744 | 30.35 | 7 | 12.24 | 23.35 | 1.05 | 0.966 | 718.7 | 3.5
Tilakkam East | 6 | Jun | SW monsoon | 720 | 29.15 | 7.05 | 12.08 | 22.1 | 1.013 | 0.932 | 671 | 3.5
Tilakkam East | 7 | Jul | SW monsoon | 744 | 28.25 | 7.1 | 11.98 | 21.15 | 0.8917 | 0.8204 | 610.4 | 3.5
Tilakkam East | 8 | Aug | SW monsoon | 744 | 27.95 | 7.1 | 11.98 | 20.85 | 0.8546 | 0.7862 | 584.9 | 3.5
Tilakkam East | 9 | Sep | SW monsoon | 720 | 28.15 | 7.05 | 11.98 | 21.1 | 0.8855 | 0.8147 | 586.6 | 3.5
Tilakkam East | 10 | Oct | Post-monsoon | 744 | 28.75 | 7 | 12.12 | 21.75 | 0.9677 | 0.8903 | 662.4 | 3.5
Tilakkam East | 11 | Nov | Post-monsoon | 720 | 29.15 | 7 | 12.27 | 22.15 | 1.0195 | 0.938 | 675.3 | 3.5
Tilakkam East | 12 | Dec | NE monsoon / winter | 744 | 28.95 | 7 | 12.27 | 21.95 | 0.9935 | 0.914 | 680 | 3.5
Tilakkam West | 1 | Jan | NE monsoon / winter | 744 | 28.75 | 7 | 12.27 | 21.75 | 0.9677 | 0.8903 | 662.4 | 3.5
Tilakkam West | 2 | Feb | NE monsoon / winter | 672 | 29.15 | 7 | 12.27 | 22.15 | 1.0195 | 0.938 | 630.3 | 3.5
Tilakkam West | 3 | Mar | Pre-monsoon | 744 | 29.95 | 6.95 | 12.24 | 23 | 1.05 | 0.966 | 718.7 | 3.5
Tilakkam West | 4 | Apr | Pre-monsoon | 720 | 30.65 | 6.95 | 12.24 | 23.7 | 1.05 | 0.966 | 695.5 | 3.5
Tilakkam West | 5 | May | Pre-monsoon | 744 | 30.35 | 7 | 12.24 | 23.35 | 1.05 | 0.966 | 718.7 | 3.5
Tilakkam West | 6 | Jun | SW monsoon | 720 | 29.15 | 7.05 | 12.08 | 22.1 | 1.013 | 0.932 | 671 | 3.5
Tilakkam West | 7 | Jul | SW monsoon | 744 | 28.25 | 7.1 | 11.98 | 21.15 | 0.8917 | 0.8204 | 610.4 | 3.5
Tilakkam West | 8 | Aug | SW monsoon | 744 | 27.95 | 7.1 | 11.98 | 20.85 | 0.8546 | 0.7862 | 584.9 | 3.5
Tilakkam West | 9 | Sep | SW monsoon | 720 | 28.15 | 7.05 | 11.98 | 21.1 | 0.8855 | 0.8147 | 586.6 | 3.5
Tilakkam West | 10 | Oct | Post-monsoon | 744 | 28.75 | 7 | 12.12 | 21.75 | 0.9677 | 0.8903 | 662.4 | 3.5
Tilakkam West | 11 | Nov | Post-monsoon | 720 | 29.15 | 7 | 12.27 | 22.15 | 1.0195 | 0.938 | 675.3 | 3.5
Tilakkam West | 12 | Dec | NE monsoon / winter | 744 | 28.95 | 7 | 12.27 | 21.95 | 0.9935 | 0.914 | 680 | 3.5
Suheli Valiyakara | 1 | Jan | NE monsoon / winter | 744 | 28.7 | 7 | 12.27 | 21.7 | 0.9613 | 0.8844 | 658 | 3
Suheli Valiyakara | 2 | Feb | NE monsoon / winter | 672 | 29.1 | 7 | 12.27 | 22.1 | 1.013 | 0.932 | 626.3 | 3
Suheli Valiyakara | 3 | Mar | Pre-monsoon | 744 | 29.9 | 6.95 | 12.24 | 22.95 | 1.05 | 0.966 | 718.7 | 3
Suheli Valiyakara | 4 | Apr | Pre-monsoon | 720 | 30.6 | 6.95 | 12.24 | 23.65 | 1.05 | 0.966 | 695.5 | 3
Suheli Valiyakara | 5 | May | Pre-monsoon | 744 | 30.3 | 7 | 12.24 | 23.3 | 1.05 | 0.966 | 718.7 | 3
Suheli Valiyakara | 6 | Jun | SW monsoon | 720 | 29.1 | 7.05 | 12.08 | 22.05 | 1.0065 | 0.926 | 666.7 | 3
Suheli Valiyakara | 7 | Jul | SW monsoon | 744 | 28.2 | 7.1 | 11.98 | 21.1 | 0.8855 | 0.8147 | 606.1 | 3
Suheli Valiyakara | 8 | Aug | SW monsoon | 744 | 27.9 | 7.1 | 11.98 | 20.8 | 0.8484 | 0.7805 | 580.7 | 3
Suheli Valiyakara | 9 | Sep | SW monsoon | 720 | 28.1 | 7.05 | 11.98 | 21.05 | 0.8793 | 0.8089 | 582.4 | 3
Suheli Valiyakara | 10 | Oct | Post-monsoon | 744 | 28.7 | 7 | 12.12 | 21.7 | 0.9613 | 0.8844 | 658 | 3
Suheli Valiyakara | 11 | Nov | Post-monsoon | 720 | 29.1 | 7 | 12.27 | 22.1 | 1.013 | 0.932 | 671 | 3
Suheli Valiyakara | 12 | Dec | NE monsoon / winter | 744 | 28.9 | 7 | 12.27 | 21.9 | 0.987 | 0.9081 | 675.6 | 3
Minicoy | 1 | Jan | NE monsoon / winter | 744 | 28.9 | 7 | 12.27 | 21.9 | 0.987 | 0.9081 | 675.6 | 2.8
Minicoy | 2 | Feb | NE monsoon / winter | 672 | 29.3 | 7 | 12.27 | 22.3 | 1.0392 | 0.9561 | 642.5 | 2.8
Minicoy | 3 | Mar | Pre-monsoon | 744 | 30.1 | 6.95 | 12.24 | 23.15 | 1.05 | 0.966 | 718.7 | 2.8
Minicoy | 4 | Apr | Pre-monsoon | 720 | 30.8 | 6.95 | 12.24 | 23.85 | 1.05 | 0.966 | 695.5 | 2.8
Minicoy | 5 | May | Pre-monsoon | 744 | 30.5 | 7 | 12.24 | 23.5 | 1.05 | 0.966 | 718.7 | 2.8
Minicoy | 6 | Jun | SW monsoon | 720 | 29.3 | 7.05 | 12.08 | 22.25 | 1.0327 | 0.95 | 684 | 2.8
Minicoy | 7 | Jul | SW monsoon | 744 | 28.4 | 7.1 | 11.98 | 21.3 | 0.9105 | 0.8377 | 623.2 | 2.8
Minicoy | 8 | Aug | SW monsoon | 744 | 28.1 | 7.1 | 11.98 | 21 | 0.8731 | 0.8032 | 597.6 | 2.8
Minicoy | 9 | Sep | SW monsoon | 720 | 28.3 | 7.05 | 11.98 | 21.25 | 0.9043 | 0.8319 | 599 | 2.8
Minicoy | 10 | Oct | Post-monsoon | 744 | 28.9 | 7 | 12.12 | 21.9 | 0.987 | 0.9081 | 675.6 | 2.8
Minicoy | 11 | Nov | Post-monsoon | 720 | 29.3 | 7 | 12.27 | 22.3 | 1.0392 | 0.9561 | 688.4 | 2.8
Minicoy | 12 | Dec | NE monsoon / winter | 744 | 29.1 | 7 | 12.27 | 22.1 | 1.013 | 0.932 | 693.4 | 2.8
Viringili | 1 | Jan | NE monsoon / winter | 744 | 28.9 | 7 | 12.27 | 21.9 | 0.987 | 0.9081 | 675.6 | 2.8
Viringili | 2 | Feb | NE monsoon / winter | 672 | 29.3 | 7 | 12.27 | 22.3 | 1.0392 | 0.9561 | 642.5 | 2.8
Viringili | 3 | Mar | Pre-monsoon | 744 | 30.1 | 6.95 | 12.24 | 23.15 | 1.05 | 0.966 | 718.7 | 2.8
Viringili | 4 | Apr | Pre-monsoon | 720 | 30.8 | 6.95 | 12.24 | 23.85 | 1.05 | 0.966 | 695.5 | 2.8
Viringili | 5 | May | Pre-monsoon | 744 | 30.5 | 7 | 12.24 | 23.5 | 1.05 | 0.966 | 718.7 | 2.8
Viringili | 6 | Jun | SW monsoon | 720 | 29.3 | 7.05 | 12.08 | 22.25 | 1.0327 | 0.95 | 684 | 2.8
Viringili | 7 | Jul | SW monsoon | 744 | 28.4 | 7.1 | 11.98 | 21.3 | 0.9105 | 0.8377 | 623.2 | 2.8
Viringili | 8 | Aug | SW monsoon | 744 | 28.1 | 7.1 | 11.98 | 21 | 0.8731 | 0.8032 | 597.6 | 2.8
Viringili | 9 | Sep | SW monsoon | 720 | 28.3 | 7.05 | 11.98 | 21.25 | 0.9043 | 0.8319 | 599 | 2.8
Viringili | 10 | Oct | Post-monsoon | 744 | 28.9 | 7 | 12.12 | 21.9 | 0.987 | 0.9081 | 675.6 | 2.8
Viringili | 11 | Nov | Post-monsoon | 720 | 29.3 | 7 | 12.27 | 22.3 | 1.0392 | 0.9561 | 688.4 | 2.8
Viringili | 12 | Dec | NE monsoon / winter | 744 | 29.1 | 7 | 12.27 | 22.1 | 1.013 | 0.932 | 693.4 | 2.8
net_output_factor = ((ΔT/22)^2 − 0.30)/(1 − 0.30), capped at 1.05; cf_otec = factor × 0.92 availability. Reference SST = Kavaratti; other islands offset by Islands!sst_offset_C.
Note on M1: Imported Author: DUMMY placeholder – replace with surveyed / official value.

## Wave_Monthly
island | month_num | month | season | hours | hs_m | te_s | mean_wave_dir_deg | wave_power_kW_per_m | cf_wec_gross | cf_wec_net | energy_kWh_per_kW_net
Cherbaniani North | 1 | Jan | NE monsoon / winter | 744 | 1.37 | 6.5 | 320 | 6 | 0.1445 | 0.13 | 96.7
Cherbaniani North | 2 | Feb | NE monsoon / winter | 672 | 1.27 | 6.3 | 310 | 5 | 0.1203 | 0.1083 | 72.8
Cherbaniani North | 3 | Mar | Pre-monsoon | 744 | 1.28 | 6.2 | 300 | 5 | 0.1193 | 0.1074 | 79.9
Cherbaniani North | 4 | Apr | Pre-monsoon | 720 | 1.37 | 6.5 | 290 | 6 | 0.1439 | 0.1295 | 93.2
Cherbaniani North | 5 | May | Pre-monsoon | 744 | 1.81 | 7.5 | 260 | 12 | 0.2865 | 0.2578 | 191.8
Cherbaniani North | 6 | Jun | SW monsoon | 720 | 2.64 | 8.8 | 245 | 30 | 0.6674 | 0.6007 | 432.5
Cherbaniani North | 7 | Jul | SW monsoon | 744 | 2.78 | 9 | 250 | 34 | 0.7307 | 0.6576 | 489.3
Cherbaniani North | 8 | Aug | SW monsoon | 744 | 2.55 | 8.8 | 255 | 28 | 0.634 | 0.5706 | 424.5
Cherbaniani North | 9 | Sep | SW monsoon | 720 | 2.1 | 8.3 | 265 | 18 | 0.4315 | 0.3884 | 279.6
Cherbaniani North | 10 | Oct | Post-monsoon | 744 | 1.53 | 7 | 290 | 8 | 0.1917 | 0.1726 | 128.4
Cherbaniani North | 11 | Nov | Post-monsoon | 720 | 1.36 | 6.6 | 320 | 6 | 0.144 | 0.1296 | 93.3
Cherbaniani North | 12 | Dec | NE monsoon / winter | 744 | 1.37 | 6.5 | 330 | 6 | 0.1441 | 0.1297 | 96.5
Cherbaniani Middle | 1 | Jan | NE monsoon / winter | 744 | 1.37 | 6.5 | 320 | 6 | 0.1439 | 0.1295 | 96.4
Cherbaniani Middle | 2 | Feb | NE monsoon / winter | 672 | 1.27 | 6.3 | 310 | 5 | 0.1206 | 0.1085 | 72.9
Cherbaniani Middle | 3 | Mar | Pre-monsoon | 744 | 1.28 | 6.2 | 300 | 5 | 0.1196 | 0.1076 | 80.1
Cherbaniani Middle | 4 | Apr | Pre-monsoon | 720 | 1.37 | 6.5 | 290 | 6 | 0.1435 | 0.1291 | 93
Cherbaniani Middle | 5 | May | Pre-monsoon | 744 | 1.81 | 7.5 | 260 | 12 | 0.2886 | 0.2598 | 193.3
Cherbaniani Middle | 6 | Jun | SW monsoon | 720 | 2.64 | 8.8 | 245 | 30 | 0.6678 | 0.601 | 432.8
Cherbaniani Middle | 7 | Jul | SW monsoon | 744 | 2.78 | 9 | 250 | 34 | 0.7305 | 0.6575 | 489.2
Cherbaniani Middle | 8 | Aug | SW monsoon | 744 | 2.55 | 8.8 | 255 | 28 | 0.6351 | 0.5716 | 425.2
Cherbaniani Middle | 9 | Sep | SW monsoon | 720 | 2.1 | 8.3 | 265 | 18 | 0.4269 | 0.3842 | 276.6
Cherbaniani Middle | 10 | Oct | Post-monsoon | 744 | 1.53 | 7 | 290 | 8 | 0.1912 | 0.1721 | 128
Cherbaniani Middle | 11 | Nov | Post-monsoon | 720 | 1.36 | 6.6 | 320 | 6 | 0.1447 | 0.1303 | 93.8
Cherbaniani Middle | 12 | Dec | NE monsoon / winter | 744 | 1.37 | 6.5 | 330 | 6 | 0.1441 | 0.1297 | 96.5
Cherbaniani South | 1 | Jan | NE monsoon / winter | 744 | 1.37 | 6.5 | 320 | 6 | 0.1438 | 0.1294 | 96.3
Cherbaniani South | 2 | Feb | NE monsoon / winter | 672 | 1.27 | 6.3 | 310 | 5 | 0.1197 | 0.1077 | 72.4
Cherbaniani South | 3 | Mar | Pre-monsoon | 744 | 1.28 | 6.2 | 300 | 5 | 0.1202 | 0.1081 | 80.5
Cherbaniani South | 4 | Apr | Pre-monsoon | 720 | 1.37 | 6.5 | 290 | 6 | 0.1438 | 0.1294 | 93.2
Cherbaniani South | 5 | May | Pre-monsoon | 744 | 1.81 | 7.5 | 260 | 12 | 0.2854 | 0.2568 | 191.1
Cherbaniani South | 6 | Jun | SW monsoon | 720 | 2.64 | 8.8 | 245 | 30 | 0.6686 | 0.6018 | 433.3
Cherbaniani South | 7 | Jul | SW monsoon | 744 | 2.78 | 9 | 250 | 34 | 0.7305 | 0.6575 | 489.1
Cherbaniani South | 8 | Aug | SW monsoon | 744 | 2.55 | 8.8 | 255 | 28 | 0.6322 | 0.569 | 423.3
Cherbaniani South | 9 | Sep | SW monsoon | 720 | 2.1 | 8.3 | 265 | 18 | 0.4291 | 0.3862 | 278.1
Cherbaniani South | 10 | Oct | Post-monsoon | 744 | 1.53 | 7 | 290 | 8 | 0.1921 | 0.1729 | 128.6
Cherbaniani South | 11 | Nov | Post-monsoon | 720 | 1.36 | 6.6 | 320 | 6 | 0.1441 | 0.1297 | 93.4
Cherbaniani South | 12 | Dec | NE monsoon / winter | 744 | 1.37 | 6.5 | 330 | 6 | 0.1442 | 0.1298 | 96.6
Byramgore Middle | 1 | Jan | NE monsoon / winter | 744 | 1.37 | 6.5 | 320 | 6 | 0.1445 | 0.1301 | 96.8
Byramgore Middle | 2 | Feb | NE monsoon / winter | 672 | 1.27 | 6.3 | 310 | 5 | 0.1202 | 0.1082 | 72.7
Byramgore Middle | 3 | Mar | Pre-monsoon | 744 | 1.28 | 6.2 | 300 | 5 | 0.1201 | 0.1081 | 80.4
Byramgore Middle | 4 | Apr | Pre-monsoon | 720 | 1.37 | 6.5 | 290 | 6 | 0.1444 | 0.1299 | 93.6
Byramgore Middle | 5 | May | Pre-monsoon | 744 | 1.81 | 7.5 | 260 | 12 | 0.2879 | 0.2591 | 192.7
Byramgore Middle | 6 | Jun | SW monsoon | 720 | 2.64 | 8.8 | 245 | 30 | 0.6667 | 0.6 | 432
Byramgore Middle | 7 | Jul | SW monsoon | 744 | 2.78 | 9 | 250 | 34 | 0.7303 | 0.6572 | 489
Byramgore Middle | 8 | Aug | SW monsoon | 744 | 2.55 | 8.8 | 255 | 28 | 0.6348 | 0.5713 | 425.1
Byramgore Middle | 9 | Sep | SW monsoon | 720 | 2.1 | 8.3 | 265 | 18 | 0.4286 | 0.3858 | 277.8
Byramgore Middle | 10 | Oct | Post-monsoon | 744 | 1.53 | 7 | 290 | 8 | 0.1923 | 0.1731 | 128.8
Byramgore Middle | 11 | Nov | Post-monsoon | 720 | 1.36 | 6.6 | 320 | 6 | 0.1442 | 0.1298 | 93.5
Byramgore Middle | 12 | Dec | NE monsoon / winter | 744 | 1.37 | 6.5 | 330 | 6 | 0.1449 | 0.1304 | 97
Byramgore South | 1 | Jan | NE monsoon / winter | 744 | 1.37 | 6.5 | 320 | 6 | 0.1442 | 0.1298 | 96.5
Byramgore South | 2 | Feb | NE monsoon / winter | 672 | 1.27 | 6.3 | 310 | 5 | 0.1204 | 0.1083 | 72.8
Byramgore South | 3 | Mar | Pre-monsoon | 744 | 1.28 | 6.2 | 300 | 5 | 0.1197 | 0.1077 | 80.2
Byramgore South | 4 | Apr | Pre-monsoon | 720 | 1.37 | 6.5 | 290 | 6 | 0.1441 | 0.1297 | 93.4
Byramgore South | 5 | May | Pre-monsoon | 744 | 1.81 | 7.5 | 260 | 12 | 0.2889 | 0.2601 | 193.5
Byramgore South | 6 | Jun | SW monsoon | 720 | 2.64 | 8.8 | 245 | 30 | 0.6687 | 0.6019 | 433.3
Byramgore South | 7 | Jul | SW monsoon | 744 | 2.78 | 9 | 250 | 34 | 0.7329 | 0.6596 | 490.7
Byramgore South | 8 | Aug | SW monsoon | 744 | 2.55 | 8.8 | 255 | 28 | 0.6352 | 0.5717 | 425.4
Byramgore South | 9 | Sep | SW monsoon | 720 | 2.1 | 8.3 | 265 | 18 | 0.4285 | 0.3856 | 277.7
Byramgore South | 10 | Oct | Post-monsoon | 744 | 1.53 | 7 | 290 | 8 | 0.1913 | 0.1722 | 128.1
Byramgore South | 11 | Nov | Post-monsoon | 720 | 1.36 | 6.6 | 320 | 6 | 0.1442 | 0.1298 | 93.4
Byramgore South | 12 | Dec | NE monsoon / winter | 744 | 1.37 | 6.5 | 330 | 6 | 0.1441 | 0.1297 | 96.5
Chetlat | 1 | Jan | NE monsoon / winter | 744 | 1.32 | 6.5 | 320 | 5.52 | 0.1328 | 0.1196 | 88.9
Chetlat | 2 | Feb | NE monsoon / winter | 672 | 1.22 | 6.3 | 310 | 4.6 | 0.1104 | 0.0994 | 66.8
Chetlat | 3 | Mar | Pre-monsoon | 744 | 1.23 | 6.2 | 300 | 4.6 | 0.1114 | 0.1003 | 74.6
Chetlat | 4 | Apr | Pre-monsoon | 720 | 1.32 | 6.5 | 290 | 5.52 | 0.1323 | 0.119 | 85.7
Chetlat | 5 | May | Pre-monsoon | 744 | 1.73 | 7.5 | 260 | 11.04 | 0.2658 | 0.2392 | 178
Chetlat | 6 | Jun | SW monsoon | 720 | 2.53 | 8.8 | 245 | 27.6 | 0.628 | 0.5652 | 406.9
Chetlat | 7 | Jul | SW monsoon | 744 | 2.66 | 9 | 250 | 31.28 | 0.6931 | 0.6238 | 464.1
Chetlat | 8 | Aug | SW monsoon | 744 | 2.44 | 8.8 | 255 | 25.76 | 0.5911 | 0.532 | 395.8
Chetlat | 9 | Sep | SW monsoon | 720 | 2.02 | 8.3 | 265 | 16.56 | 0.3943 | 0.3549 | 255.5
Chetlat | 10 | Oct | Post-monsoon | 744 | 1.46 | 7 | 290 | 7.36 | 0.1769 | 0.1592 | 118.4
Chetlat | 11 | Nov | Post-monsoon | 720 | 1.31 | 6.6 | 320 | 5.52 | 0.132 | 0.1188 | 85.5
Chetlat | 12 | Dec | NE monsoon / winter | 744 | 1.32 | 6.5 | 330 | 5.52 | 0.132 | 0.1188 | 88.4
Bitra | 1 | Jan | NE monsoon / winter | 744 | 1.34 | 6.5 | 320 | 5.7 | 0.137 | 0.1233 | 91.7
Bitra | 2 | Feb | NE monsoon / winter | 672 | 1.24 | 6.3 | 310 | 4.75 | 0.1138 | 0.1024 | 68.8
Bitra | 3 | Mar | Pre-monsoon | 744 | 1.25 | 6.2 | 300 | 4.75 | 0.1141 | 0.1027 | 76.4
Bitra | 4 | Apr | Pre-monsoon | 720 | 1.34 | 6.5 | 290 | 5.7 | 0.1366 | 0.1229 | 88.5
Bitra | 5 | May | Pre-monsoon | 744 | 1.76 | 7.5 | 260 | 11.4 | 0.2749 | 0.2474 | 184.1
Bitra | 6 | Jun | SW monsoon | 720 | 2.57 | 8.8 | 245 | 28.5 | 0.6418 | 0.5776 | 415.9
Bitra | 7 | Jul | SW monsoon | 744 | 2.71 | 9 | 250 | 32.3 | 0.7072 | 0.6365 | 473.5
Bitra | 8 | Aug | SW monsoon | 744 | 2.48 | 8.8 | 255 | 26.6 | 0.6092 | 0.5482 | 407.9
Bitra | 9 | Sep | SW monsoon | 720 | 2.05 | 8.3 | 265 | 17.1 | 0.4091 | 0.3682 | 265.1
Bitra | 10 | Oct | Post-monsoon | 744 | 1.49 | 7 | 290 | 7.6 | 0.1826 | 0.1643 | 122.2
Bitra | 11 | Nov | Post-monsoon | 720 | 1.33 | 6.6 | 320 | 5.7 | 0.1366 | 0.123 | 88.5
Bitra | 12 | Dec | NE monsoon / winter | 744 | 1.34 | 6.5 | 330 | 5.7 | 0.137 | 0.1233 | 91.7
Kiltan | 1 | Jan | NE monsoon / winter | 744 | 1.3 | 6.5 | 320 | 5.4 | 0.1298 | 0.1168 | 86.9
Kiltan | 2 | Feb | NE monsoon / winter | 672 | 1.21 | 6.3 | 310 | 4.5 | 0.1082 | 0.0974 | 65.5
Kiltan | 3 | Mar | Pre-monsoon | 744 | 1.22 | 6.2 | 300 | 4.5 | 0.1082 | 0.0974 | 72.5
Kiltan | 4 | Apr | Pre-monsoon | 720 | 1.3 | 6.5 | 290 | 5.4 | 0.1292 | 0.1163 | 83.7
Kiltan | 5 | May | Pre-monsoon | 744 | 1.71 | 7.5 | 260 | 10.8 | 0.2575 | 0.2318 | 172.4
Kiltan | 6 | Jun | SW monsoon | 720 | 2.5 | 8.8 | 245 | 27 | 0.6198 | 0.5579 | 401.7
Kiltan | 7 | Jul | SW monsoon | 744 | 2.63 | 9 | 250 | 30.6 | 0.6775 | 0.6097 | 453.7
Kiltan | 8 | Aug | SW monsoon | 744 | 2.42 | 8.8 | 255 | 25.2 | 0.5852 | 0.5267 | 391.9
Kiltan | 9 | Sep | SW monsoon | 720 | 2 | 8.3 | 265 | 16.2 | 0.3855 | 0.347 | 249.8
Kiltan | 10 | Oct | Post-monsoon | 744 | 1.45 | 7 | 290 | 7.2 | 0.173 | 0.1557 | 115.9
Kiltan | 11 | Nov | Post-monsoon | 720 | 1.29 | 6.6 | 320 | 5.4 | 0.1292 | 0.1163 | 83.7
Kiltan | 12 | Dec | NE monsoon / winter | 744 | 1.3 | 6.5 | 330 | 5.4 | 0.1295 | 0.1165 | 86.7
Kadmat | 1 | Jan | NE monsoon / winter | 744 | 1.3 | 6.5 | 320 | 5.4 | 0.1293 | 0.1164 | 86.6
Kadmat | 2 | Feb | NE monsoon / winter | 672 | 1.21 | 6.3 | 310 | 4.5 | 0.1081 | 0.0973 | 65.4
Kadmat | 3 | Mar | Pre-monsoon | 744 | 1.22 | 6.2 | 300 | 4.5 | 0.1079 | 0.0971 | 72.2
Kadmat | 4 | Apr | Pre-monsoon | 720 | 1.3 | 6.5 | 290 | 5.4 | 0.1291 | 0.1162 | 83.7
Kadmat | 5 | May | Pre-monsoon | 744 | 1.71 | 7.5 | 260 | 10.8 | 0.2585 | 0.2326 | 173.1
Kadmat | 6 | Jun | SW monsoon | 720 | 2.5 | 8.8 | 245 | 27 | 0.6165 | 0.5549 | 399.5
Kadmat | 7 | Jul | SW monsoon | 744 | 2.63 | 9 | 250 | 30.6 | 0.6807 | 0.6127 | 455.8
Kadmat | 8 | Aug | SW monsoon | 744 | 2.42 | 8.8 | 255 | 25.2 | 0.5839 | 0.5255 | 391
Kadmat | 9 | Sep | SW monsoon | 720 | 2 | 8.3 | 265 | 16.2 | 0.3859 | 0.3474 | 250.1
Kadmat | 10 | Oct | Post-monsoon | 744 | 1.45 | 7 | 290 | 7.2 | 0.1727 | 0.1555 | 115.7
Kadmat | 11 | Nov | Post-monsoon | 720 | 1.29 | 6.6 | 320 | 5.4 | 0.1296 | 0.1166 | 84
Kadmat | 12 | Dec | NE monsoon / winter | 744 | 1.3 | 6.5 | 330 | 5.4 | 0.1297 | 0.1167 | 86.8
Perumal Par North | 1 | Jan | NE monsoon / winter | 744 | 1.36 | 6.5 | 320 | 5.88 | 0.1423 | 0.1281 | 95.3
Perumal Par North | 2 | Feb | NE monsoon / winter | 672 | 1.26 | 6.3 | 310 | 4.9 | 0.1178 | 0.106 | 71.2
Perumal Par North | 3 | Mar | Pre-monsoon | 744 | 1.27 | 6.2 | 300 | 4.9 | 0.1182 | 0.1064 | 79.1
Perumal Par North | 4 | Apr | Pre-monsoon | 720 | 1.36 | 6.5 | 290 | 5.88 | 0.1414 | 0.1272 | 91.6
Perumal Par North | 5 | May | Pre-monsoon | 744 | 1.79 | 7.5 | 260 | 11.76 | 0.2809 | 0.2528 | 188.1
Perumal Par North | 6 | Jun | SW monsoon | 720 | 2.61 | 8.8 | 245 | 29.4 | 0.6565 | 0.5909 | 425.4
Perumal Par North | 7 | Jul | SW monsoon | 744 | 2.75 | 9 | 250 | 33.32 | 0.7243 | 0.6518 | 485
Perumal Par North | 8 | Aug | SW monsoon | 744 | 2.52 | 8.8 | 255 | 27.44 | 0.6246 | 0.5622 | 418.2
Perumal Par North | 9 | Sep | SW monsoon | 720 | 2.08 | 8.3 | 265 | 17.64 | 0.4172 | 0.3755 | 270.3
Perumal Par North | 10 | Oct | Post-monsoon | 744 | 1.51 | 7 | 290 | 7.84 | 0.188 | 0.1692 | 125.9
Perumal Par North | 11 | Nov | Post-monsoon | 720 | 1.35 | 6.6 | 320 | 5.88 | 0.1405 | 0.1264 | 91
Perumal Par North | 12 | Dec | NE monsoon / winter | 744 | 1.36 | 6.5 | 330 | 5.88 | 0.141 | 0.1269 | 94.4
Perumal Par Middle | 1 | Jan | NE monsoon / winter | 744 | 1.36 | 6.5 | 320 | 5.88 | 0.1409 | 0.1268 | 94.4
Perumal Par Middle | 2 | Feb | NE monsoon / winter | 672 | 1.26 | 6.3 | 310 | 4.9 | 0.1176 | 0.1059 | 71.1
Perumal Par Middle | 3 | Mar | Pre-monsoon | 744 | 1.27 | 6.2 | 300 | 4.9 | 0.1176 | 0.1058 | 78.7
Perumal Par Middle | 4 | Apr | Pre-monsoon | 720 | 1.36 | 6.5 | 290 | 5.88 | 0.1415 | 0.1274 | 91.7
Perumal Par Middle | 5 | May | Pre-monsoon | 744 | 1.79 | 7.5 | 260 | 11.76 | 0.2822 | 0.254 | 189
Perumal Par Middle | 6 | Jun | SW monsoon | 720 | 2.61 | 8.8 | 245 | 29.4 | 0.6572 | 0.5915 | 425.9
Perumal Par Middle | 7 | Jul | SW monsoon | 744 | 2.75 | 9 | 250 | 33.32 | 0.7207 | 0.6486 | 482.6
Perumal Par Middle | 8 | Aug | SW monsoon | 744 | 2.52 | 8.8 | 255 | 27.44 | 0.6252 | 0.5627 | 418.6
Perumal Par Middle | 9 | Sep | SW monsoon | 720 | 2.08 | 8.3 | 265 | 17.64 | 0.4208 | 0.3788 | 272.7
Perumal Par Middle | 10 | Oct | Post-monsoon | 744 | 1.51 | 7 | 290 | 7.84 | 0.1887 | 0.1698 | 126.3
Perumal Par Middle | 11 | Nov | Post-monsoon | 720 | 1.35 | 6.6 | 320 | 5.88 | 0.1407 | 0.1266 | 91.2
Perumal Par Middle | 12 | Dec | NE monsoon / winter | 744 | 1.36 | 6.5 | 330 | 5.88 | 0.1417 | 0.1275 | 94.9
Perumal Par South | 1 | Jan | NE monsoon / winter | 744 | 1.36 | 6.5 | 320 | 5.88 | 0.1414 | 0.1273 | 94.7
Perumal Par South | 2 | Feb | NE monsoon / winter | 672 | 1.26 | 6.3 | 310 | 4.9 | 0.1174 | 0.1057 | 71
Perumal Par South | 3 | Mar | Pre-monsoon | 744 | 1.27 | 6.2 | 300 | 4.9 | 0.1181 | 0.1063 | 79.1
Perumal Par South | 4 | Apr | Pre-monsoon | 720 | 1.36 | 6.5 | 290 | 5.88 | 0.1406 | 0.1265 | 91.1
Perumal Par South | 5 | May | Pre-monsoon | 744 | 1.79 | 7.5 | 260 | 11.76 | 0.2814 | 0.2532 | 188.4
Perumal Par South | 6 | Jun | SW monsoon | 720 | 2.61 | 8.8 | 245 | 29.4 | 0.6584 | 0.5926 | 426.7
Perumal Par South | 7 | Jul | SW monsoon | 744 | 2.75 | 9 | 250 | 33.32 | 0.7205 | 0.6484 | 482.4
Perumal Par South | 8 | Aug | SW monsoon | 744 | 2.52 | 8.8 | 255 | 27.44 | 0.6257 | 0.5631 | 419
Perumal Par South | 9 | Sep | SW monsoon | 720 | 2.08 | 8.3 | 265 | 17.64 | 0.4181 | 0.3763 | 270.9
Perumal Par South | 10 | Oct | Post-monsoon | 744 | 1.51 | 7 | 290 | 7.84 | 0.1888 | 0.17 | 126.5
Perumal Par South | 11 | Nov | Post-monsoon | 720 | 1.35 | 6.6 | 320 | 5.88 | 0.1413 | 0.1272 | 91.6
Perumal Par South | 12 | Dec | NE monsoon / winter | 744 | 1.36 | 6.5 | 330 | 5.88 | 0.1412 | 0.1271 | 94.5
Amini | 1 | Jan | NE monsoon / winter | 744 | 1.29 | 6.5 | 320 | 5.28 | 0.1273 | 0.1145 | 85.2
Amini | 2 | Feb | NE monsoon / winter | 672 | 1.19 | 6.3 | 310 | 4.4 | 0.1056 | 0.0951 | 63.9
Amini | 3 | Mar | Pre-monsoon | 744 | 1.2 | 6.2 | 300 | 4.4 | 0.1053 | 0.0947 | 70.5
Amini | 4 | Apr | Pre-monsoon | 720 | 1.29 | 6.5 | 290 | 5.28 | 0.1266 | 0.1139 | 82
Amini | 5 | May | Pre-monsoon | 744 | 1.7 | 7.5 | 260 | 10.56 | 0.2539 | 0.2285 | 170
Amini | 6 | Jun | SW monsoon | 720 | 2.47 | 8.8 | 245 | 26.4 | 0.6045 | 0.544 | 391.7
Amini | 7 | Jul | SW monsoon | 744 | 2.6 | 9 | 250 | 29.92 | 0.6679 | 0.6011 | 447.2
Amini | 8 | Aug | SW monsoon | 744 | 2.39 | 8.8 | 255 | 24.64 | 0.5693 | 0.5124 | 381.2
Amini | 9 | Sep | SW monsoon | 720 | 1.97 | 8.3 | 265 | 15.84 | 0.3787 | 0.3408 | 245.4
Amini | 10 | Oct | Post-monsoon | 744 | 1.43 | 7 | 290 | 7.04 | 0.1699 | 0.153 | 113.8
Amini | 11 | Nov | Post-monsoon | 720 | 1.28 | 6.6 | 320 | 5.28 | 0.1277 | 0.1149 | 82.7
Amini | 12 | Dec | NE monsoon / winter | 744 | 1.29 | 6.5 | 330 | 5.28 | 0.1276 | 0.1149 | 85.5
Parali I (eroded 2017) | 1 | Jan | NE monsoon / winter | 744 | 1.35 | 6.5 | 320 | 5.82 | 0.1392 | 0.1253 | 93.2
Parali I (eroded 2017) | 2 | Feb | NE monsoon / winter | 672 | 1.25 | 6.3 | 310 | 4.85 | 0.1164 | 0.1048 | 70.4
Parali I (eroded 2017) | 3 | Mar | Pre-monsoon | 744 | 1.26 | 6.2 | 300 | 4.85 | 0.1166 | 0.105 | 78.1
Parali I (eroded 2017) | 4 | Apr | Pre-monsoon | 720 | 1.35 | 6.5 | 290 | 5.82 | 0.1399 | 0.1259 | 90.6
Parali I (eroded 2017) | 5 | May | Pre-monsoon | 744 | 1.78 | 7.5 | 260 | 11.64 | 0.28 | 0.252 | 187.5
Parali I (eroded 2017) | 6 | Jun | SW monsoon | 720 | 2.6 | 8.8 | 245 | 29.1 | 0.6534 | 0.588 | 423.4
Parali I (eroded 2017) | 7 | Jul | SW monsoon | 744 | 2.73 | 9 | 250 | 32.98 | 0.7116 | 0.6405 | 476.5
Parali I (eroded 2017) | 8 | Aug | SW monsoon | 744 | 2.51 | 8.8 | 255 | 27.16 | 0.6185 | 0.5567 | 414.2
Parali I (eroded 2017) | 9 | Sep | SW monsoon | 720 | 2.07 | 8.3 | 265 | 17.46 | 0.4151 | 0.3736 | 269
Parali I (eroded 2017) | 10 | Oct | Post-monsoon | 744 | 1.5 | 7 | 290 | 7.76 | 0.1871 | 0.1684 | 125.3
Parali I (eroded 2017) | 11 | Nov | Post-monsoon | 720 | 1.34 | 6.6 | 320 | 5.82 | 0.1398 | 0.1258 | 90.6
Parali I (eroded 2017) | 12 | Dec | NE monsoon / winter | 744 | 1.35 | 6.5 | 330 | 5.82 | 0.1404 | 0.1264 | 94
Parali II | 1 | Jan | NE monsoon / winter | 744 | 1.35 | 6.5 | 320 | 5.82 | 0.1394 | 0.1255 | 93.3
Parali II | 2 | Feb | NE monsoon / winter | 672 | 1.25 | 6.3 | 310 | 4.85 | 0.1166 | 0.105 | 70.5
Parali II | 3 | Mar | Pre-monsoon | 744 | 1.26 | 6.2 | 300 | 4.85 | 0.1166 | 0.1049 | 78
Parali II | 4 | Apr | Pre-monsoon | 720 | 1.35 | 6.5 | 290 | 5.82 | 0.1391 | 0.1252 | 90.1
Parali II | 5 | May | Pre-monsoon | 744 | 1.78 | 7.5 | 260 | 11.64 | 0.2784 | 0.2506 | 186.4
Parali II | 6 | Jun | SW monsoon | 720 | 2.6 | 8.8 | 245 | 29.1 | 0.6543 | 0.5888 | 424
Parali II | 7 | Jul | SW monsoon | 744 | 2.73 | 9 | 250 | 32.98 | 0.7153 | 0.6438 | 479
Parali II | 8 | Aug | SW monsoon | 744 | 2.51 | 8.8 | 255 | 27.16 | 0.6194 | 0.5575 | 414.8
Parali II | 9 | Sep | SW monsoon | 720 | 2.07 | 8.3 | 265 | 17.46 | 0.4168 | 0.3751 | 270.1
Parali II | 10 | Oct | Post-monsoon | 744 | 1.5 | 7 | 290 | 7.76 | 0.1872 | 0.1684 | 125.3
Parali II | 11 | Nov | Post-monsoon | 720 | 1.34 | 6.6 | 320 | 5.82 | 0.1395 | 0.1255 | 90.4
Parali II | 12 | Dec | NE monsoon / winter | 744 | 1.35 | 6.5 | 330 | 5.82 | 0.1394 | 0.1254 | 93.3
Parali III | 1 | Jan | NE monsoon / winter | 744 | 1.35 | 6.5 | 320 | 5.82 | 0.1396 | 0.1257 | 93.5
Parali III | 2 | Feb | NE monsoon / winter | 672 | 1.25 | 6.3 | 310 | 4.85 | 0.1161 | 0.1045 | 70.2
Parali III | 3 | Mar | Pre-monsoon | 744 | 1.26 | 6.2 | 300 | 4.85 | 0.1167 | 0.105 | 78.1
Parali III | 4 | Apr | Pre-monsoon | 720 | 1.35 | 6.5 | 290 | 5.82 | 0.14 | 0.126 | 90.7
Parali III | 5 | May | Pre-monsoon | 744 | 1.78 | 7.5 | 260 | 11.64 | 0.2795 | 0.2515 | 187.1
Parali III | 6 | Jun | SW monsoon | 720 | 2.6 | 8.8 | 245 | 29.1 | 0.6557 | 0.5902 | 424.9
Parali III | 7 | Jul | SW monsoon | 744 | 2.73 | 9 | 250 | 32.98 | 0.7166 | 0.6449 | 479.8
Parali III | 8 | Aug | SW monsoon | 744 | 2.51 | 8.8 | 255 | 27.16 | 0.6168 | 0.5552 | 413
Parali III | 9 | Sep | SW monsoon | 720 | 2.07 | 8.3 | 265 | 17.46 | 0.4155 | 0.3739 | 269.2
Parali III | 10 | Oct | Post-monsoon | 744 | 1.5 | 7 | 290 | 7.76 | 0.185 | 0.1665 | 123.9
Parali III | 11 | Nov | Post-monsoon | 720 | 1.34 | 6.6 | 320 | 5.82 | 0.1392 | 0.1253 | 90.2
Parali III | 12 | Dec | NE monsoon / winter | 744 | 1.35 | 6.5 | 330 | 5.82 | 0.1393 | 0.1254 | 93.3
Thinnakara | 1 | Jan | NE monsoon / winter | 744 | 1.35 | 6.5 | 320 | 5.82 | 0.1395 | 0.1255 | 93.4
Thinnakara | 2 | Feb | NE monsoon / winter | 672 | 1.25 | 6.3 | 310 | 4.85 | 0.1169 | 0.1052 | 70.7
Thinnakara | 3 | Mar | Pre-monsoon | 744 | 1.26 | 6.2 | 300 | 4.85 | 0.117 | 0.1053 | 78.4
Thinnakara | 4 | Apr | Pre-monsoon | 720 | 1.35 | 6.5 | 290 | 5.82 | 0.1388 | 0.1249 | 89.9
Thinnakara | 5 | May | Pre-monsoon | 744 | 1.78 | 7.5 | 260 | 11.64 | 0.2802 | 0.2522 | 187.6
Thinnakara | 6 | Jun | SW monsoon | 720 | 2.6 | 8.8 | 245 | 29.1 | 0.6551 | 0.5896 | 424.5
Thinnakara | 7 | Jul | SW monsoon | 744 | 2.73 | 9 | 250 | 32.98 | 0.7157 | 0.6441 | 479.2
Thinnakara | 8 | Aug | SW monsoon | 744 | 2.51 | 8.8 | 255 | 27.16 | 0.6179 | 0.5561 | 413.7
Thinnakara | 9 | Sep | SW monsoon | 720 | 2.07 | 8.3 | 265 | 17.46 | 0.42 | 0.378 | 272.2
Thinnakara | 10 | Oct | Post-monsoon | 744 | 1.5 | 7 | 290 | 7.76 | 0.1857 | 0.1672 | 124.4
Thinnakara | 11 | Nov | Post-monsoon | 720 | 1.34 | 6.6 | 320 | 5.82 | 0.1396 | 0.1256 | 90.5
Thinnakara | 12 | Dec | NE monsoon / winter | 744 | 1.35 | 6.5 | 330 | 5.82 | 0.1401 | 0.1261 | 93.8
Bangaram | 1 | Jan | NE monsoon / winter | 744 | 1.35 | 6.5 | 320 | 5.82 | 0.1395 | 0.1256 | 93.4
Bangaram | 2 | Feb | NE monsoon / winter | 672 | 1.25 | 6.3 | 310 | 4.85 | 0.116 | 0.1044 | 70.2
Bangaram | 3 | Mar | Pre-monsoon | 744 | 1.26 | 6.2 | 300 | 4.85 | 0.1162 | 0.1046 | 77.8
Bangaram | 4 | Apr | Pre-monsoon | 720 | 1.35 | 6.5 | 290 | 5.82 | 0.1396 | 0.1257 | 90.5
Bangaram | 5 | May | Pre-monsoon | 744 | 1.78 | 7.5 | 260 | 11.64 | 0.2787 | 0.2508 | 186.6
Bangaram | 6 | Jun | SW monsoon | 720 | 2.6 | 8.8 | 245 | 29.1 | 0.6575 | 0.5918 | 426.1
Bangaram | 7 | Jul | SW monsoon | 744 | 2.73 | 9 | 250 | 32.98 | 0.7159 | 0.6443 | 479.4
Bangaram | 8 | Aug | SW monsoon | 744 | 2.51 | 8.8 | 255 | 27.16 | 0.6171 | 0.5553 | 413.2
Bangaram | 9 | Sep | SW monsoon | 720 | 2.07 | 8.3 | 265 | 17.46 | 0.4149 | 0.3734 | 268.8
Bangaram | 10 | Oct | Post-monsoon | 744 | 1.5 | 7 | 290 | 7.76 | 0.1853 | 0.1668 | 124.1
Bangaram | 11 | Nov | Post-monsoon | 720 | 1.34 | 6.6 | 320 | 5.82 | 0.1397 | 0.1257 | 90.5
Bangaram | 12 | Dec | NE monsoon / winter | 744 | 1.35 | 6.5 | 330 | 5.82 | 0.1401 | 0.1261 | 93.8
South Bangaram Cay | 1 | Jan | NE monsoon / winter | 744 | 1.35 | 6.5 | 320 | 5.82 | 0.14 | 0.126 | 93.7
South Bangaram Cay | 2 | Feb | NE monsoon / winter | 672 | 1.25 | 6.3 | 310 | 4.85 | 0.1165 | 0.1049 | 70.5
South Bangaram Cay | 3 | Mar | Pre-monsoon | 744 | 1.26 | 6.2 | 300 | 4.85 | 0.1163 | 0.1046 | 77.9
South Bangaram Cay | 4 | Apr | Pre-monsoon | 720 | 1.35 | 6.5 | 290 | 5.82 | 0.14 | 0.126 | 90.7
South Bangaram Cay | 5 | May | Pre-monsoon | 744 | 1.78 | 7.5 | 260 | 11.64 | 0.2778 | 0.2501 | 186
South Bangaram Cay | 6 | Jun | SW monsoon | 720 | 2.6 | 8.8 | 245 | 29.1 | 0.654 | 0.5886 | 423.8
South Bangaram Cay | 7 | Jul | SW monsoon | 744 | 2.73 | 9 | 250 | 32.98 | 0.7152 | 0.6437 | 478.9
South Bangaram Cay | 8 | Aug | SW monsoon | 744 | 2.51 | 8.8 | 255 | 27.16 | 0.6186 | 0.5568 | 414.2
South Bangaram Cay | 9 | Sep | SW monsoon | 720 | 2.07 | 8.3 | 265 | 17.46 | 0.4143 | 0.3728 | 268.5
South Bangaram Cay | 10 | Oct | Post-monsoon | 744 | 1.5 | 7 | 290 | 7.76 | 0.1872 | 0.1685 | 125.4
South Bangaram Cay | 11 | Nov | Post-monsoon | 720 | 1.34 | 6.6 | 320 | 5.82 | 0.14 | 0.126 | 90.7
South Bangaram Cay | 12 | Dec | NE monsoon / winter | 744 | 1.35 | 6.5 | 330 | 5.82 | 0.1396 | 0.1257 | 93.5
Kalpitti | 1 | Jan | NE monsoon / winter | 744 | 1.37 | 6.5 | 320 | 6 | 0.1435 | 0.1292 | 96.1
Kalpitti | 2 | Feb | NE monsoon / winter | 672 | 1.27 | 6.3 | 310 | 5 | 0.1205 | 0.1084 | 72.9
Kalpitti | 3 | Mar | Pre-monsoon | 744 | 1.28 | 6.2 | 300 | 5 | 0.1197 | 0.1077 | 80.1
Kalpitti | 4 | Apr | Pre-monsoon | 720 | 1.37 | 6.5 | 290 | 6 | 0.1444 | 0.13 | 93.6
Kalpitti | 5 | May | Pre-monsoon | 744 | 1.81 | 7.5 | 260 | 12 | 0.2885 | 0.2596 | 193.2
Kalpitti | 6 | Jun | SW monsoon | 720 | 2.64 | 8.8 | 245 | 30 | 0.6707 | 0.6036 | 434.6
Kalpitti | 7 | Jul | SW monsoon | 744 | 2.78 | 9 | 250 | 34 | 0.732 | 0.6588 | 490.2
Kalpitti | 8 | Aug | SW monsoon | 744 | 2.55 | 8.8 | 255 | 28 | 0.6355 | 0.572 | 425.5
Kalpitti | 9 | Sep | SW monsoon | 720 | 2.1 | 8.3 | 265 | 18 | 0.43 | 0.387 | 278.6
Kalpitti | 10 | Oct | Post-monsoon | 744 | 1.53 | 7 | 290 | 8 | 0.1913 | 0.1722 | 128.1
Kalpitti | 11 | Nov | Post-monsoon | 720 | 1.36 | 6.6 | 320 | 6 | 0.1447 | 0.1302 | 93.8
Kalpitti | 12 | Dec | NE monsoon / winter | 744 | 1.37 | 6.5 | 330 | 6 | 0.1435 | 0.1292 | 96.1
Agatti | 1 | Jan | NE monsoon / winter | 744 | 1.37 | 6.5 | 320 | 6 | 0.1444 | 0.13 | 96.7
Agatti | 2 | Feb | NE monsoon / winter | 672 | 1.27 | 6.3 | 310 | 5 | 0.1196 | 0.1076 | 72.3
Agatti | 3 | Mar | Pre-monsoon | 744 | 1.28 | 6.2 | 300 | 5 | 0.1199 | 0.1079 | 80.3
Agatti | 4 | Apr | Pre-monsoon | 720 | 1.37 | 6.5 | 290 | 6 | 0.1439 | 0.1295 | 93.2
Agatti | 5 | May | Pre-monsoon | 744 | 1.81 | 7.5 | 260 | 12 | 0.2886 | 0.2597 | 193.2
Agatti | 6 | Jun | SW monsoon | 720 | 2.64 | 8.8 | 245 | 30 | 0.671 | 0.6039 | 434.8
Agatti | 7 | Jul | SW monsoon | 744 | 2.78 | 9 | 250 | 34 | 0.7307 | 0.6576 | 489.3
Agatti | 8 | Aug | SW monsoon | 744 | 2.55 | 8.8 | 255 | 28 | 0.6374 | 0.5736 | 426.8
Agatti | 9 | Sep | SW monsoon | 720 | 2.1 | 8.3 | 265 | 18 | 0.4301 | 0.3871 | 278.7
Agatti | 10 | Oct | Post-monsoon | 744 | 1.53 | 7 | 290 | 8 | 0.1927 | 0.1734 | 129
Agatti | 11 | Nov | Post-monsoon | 720 | 1.36 | 6.6 | 320 | 6 | 0.1437 | 0.1293 | 93.1
Agatti | 12 | Dec | NE monsoon / winter | 744 | 1.37 | 6.5 | 330 | 6 | 0.1444 | 0.1299 | 96.7
Pitti (Bird Island) | 1 | Jan | NE monsoon / winter | 744 | 1.34 | 6.5 | 320 | 5.7 | 0.1371 | 0.1234 | 91.8
Pitti (Bird Island) | 2 | Feb | NE monsoon / winter | 672 | 1.24 | 6.3 | 310 | 4.75 | 0.114 | 0.1026 | 68.9
Pitti (Bird Island) | 3 | Mar | Pre-monsoon | 744 | 1.25 | 6.2 | 300 | 4.75 | 0.1136 | 0.1023 | 76.1
Pitti (Bird Island) | 4 | Apr | Pre-monsoon | 720 | 1.34 | 6.5 | 290 | 5.7 | 0.1361 | 0.1225 | 88.2
Pitti (Bird Island) | 5 | May | Pre-monsoon | 744 | 1.76 | 7.5 | 260 | 11.4 | 0.2728 | 0.2455 | 182.7
Pitti (Bird Island) | 6 | Jun | SW monsoon | 720 | 2.57 | 8.8 | 245 | 28.5 | 0.643 | 0.5787 | 416.7
Pitti (Bird Island) | 7 | Jul | SW monsoon | 744 | 2.71 | 9 | 250 | 32.3 | 0.7062 | 0.6356 | 472.9
Pitti (Bird Island) | 8 | Aug | SW monsoon | 744 | 2.48 | 8.8 | 255 | 26.6 | 0.6083 | 0.5475 | 407.3
Pitti (Bird Island) | 9 | Sep | SW monsoon | 720 | 2.05 | 8.3 | 265 | 17.1 | 0.4067 | 0.366 | 263.5
Pitti (Bird Island) | 10 | Oct | Post-monsoon | 744 | 1.49 | 7 | 290 | 7.6 | 0.1831 | 0.1648 | 122.6
Pitti (Bird Island) | 11 | Nov | Post-monsoon | 720 | 1.33 | 6.6 | 320 | 5.7 | 0.1372 | 0.1235 | 88.9
Pitti (Bird Island) | 12 | Dec | NE monsoon / winter | 744 | 1.34 | 6.5 | 330 | 5.7 | 0.1363 | 0.1226 | 91.2
Andrott | 1 | Jan | NE monsoon / winter | 744 | 1.34 | 6.5 | 320 | 5.7 | 0.137 | 0.1233 | 91.7
Andrott | 2 | Feb | NE monsoon / winter | 672 | 1.24 | 6.3 | 310 | 4.75 | 0.1145 | 0.103 | 69.2
Andrott | 3 | Mar | Pre-monsoon | 744 | 1.25 | 6.2 | 300 | 4.75 | 0.1145 | 0.103 | 76.6
Andrott | 4 | Apr | Pre-monsoon | 720 | 1.34 | 6.5 | 290 | 5.7 | 0.1366 | 0.1229 | 88.5
Andrott | 5 | May | Pre-monsoon | 744 | 1.76 | 7.5 | 260 | 11.4 | 0.2711 | 0.244 | 181.5
Andrott | 6 | Jun | SW monsoon | 720 | 2.57 | 8.8 | 245 | 28.5 | 0.6451 | 0.5806 | 418.1
Andrott | 7 | Jul | SW monsoon | 744 | 2.71 | 9 | 250 | 32.3 | 0.703 | 0.6327 | 470.7
Andrott | 8 | Aug | SW monsoon | 744 | 2.48 | 8.8 | 255 | 26.6 | 0.6114 | 0.5502 | 409.4
Andrott | 9 | Sep | SW monsoon | 720 | 2.05 | 8.3 | 265 | 17.1 | 0.4076 | 0.3669 | 264.2
Andrott | 10 | Oct | Post-monsoon | 744 | 1.49 | 7 | 290 | 7.6 | 0.182 | 0.1638 | 121.8
Andrott | 11 | Nov | Post-monsoon | 720 | 1.33 | 6.6 | 320 | 5.7 | 0.1372 | 0.1234 | 88.9
Andrott | 12 | Dec | NE monsoon / winter | 744 | 1.34 | 6.5 | 330 | 5.7 | 0.137 | 0.1233 | 91.8
Kavaratti | 1 | Jan | NE monsoon / winter | 744 | 1.3 | 6.5 | 320 | 5.4 | 0.1293 | 0.1163 | 86.6
Kavaratti | 2 | Feb | NE monsoon / winter | 672 | 1.21 | 6.3 | 310 | 4.5 | 0.1085 | 0.0976 | 65.6
Kavaratti | 3 | Mar | Pre-monsoon | 744 | 1.22 | 6.2 | 300 | 4.5 | 0.1084 | 0.0975 | 72.6
Kavaratti | 4 | Apr | Pre-monsoon | 720 | 1.3 | 6.5 | 290 | 5.4 | 0.1295 | 0.1166 | 83.9
Kavaratti | 5 | May | Pre-monsoon | 744 | 1.71 | 7.5 | 260 | 10.8 | 0.2592 | 0.2333 | 173.6
Kavaratti | 6 | Jun | SW monsoon | 720 | 2.5 | 8.8 | 245 | 27 | 0.6168 | 0.5551 | 399.7
Kavaratti | 7 | Jul | SW monsoon | 744 | 2.63 | 9 | 250 | 30.6 | 0.6787 | 0.6108 | 454.4
Kavaratti | 8 | Aug | SW monsoon | 744 | 2.42 | 8.8 | 255 | 25.2 | 0.5835 | 0.5251 | 390.7
Kavaratti | 9 | Sep | SW monsoon | 720 | 2 | 8.3 | 265 | 16.2 | 0.3854 | 0.3469 | 249.8
Kavaratti | 10 | Oct | Post-monsoon | 744 | 1.45 | 7 | 290 | 7.2 | 0.1726 | 0.1553 | 115.5
Kavaratti | 11 | Nov | Post-monsoon | 720 | 1.29 | 6.6 | 320 | 5.4 | 0.129 | 0.1161 | 83.6
Kavaratti | 12 | Dec | NE monsoon / winter | 744 | 1.3 | 6.5 | 330 | 5.4 | 0.1296 | 0.1166 | 86.8
Cheriyam | 1 | Jan | NE monsoon / winter | 744 | 1.41 | 6.5 | 320 | 6.3 | 0.1508 | 0.1357 | 101
Cheriyam | 2 | Feb | NE monsoon / winter | 672 | 1.3 | 6.3 | 310 | 5.25 | 0.1256 | 0.113 | 76
Cheriyam | 3 | Mar | Pre-monsoon | 744 | 1.31 | 6.2 | 300 | 5.25 | 0.1256 | 0.1131 | 84.1
Cheriyam | 4 | Apr | Pre-monsoon | 720 | 1.41 | 6.5 | 290 | 6.3 | 0.1519 | 0.1367 | 98.4
Cheriyam | 5 | May | Pre-monsoon | 744 | 1.85 | 7.5 | 260 | 12.6 | 0.3018 | 0.2716 | 202.1
Cheriyam | 6 | Jun | SW monsoon | 720 | 2.7 | 8.8 | 245 | 31.5 | 0.6944 | 0.625 | 450
Cheriyam | 7 | Jul | SW monsoon | 744 | 2.85 | 9 | 250 | 35.7 | 0.7529 | 0.6776 | 504.1
Cheriyam | 8 | Aug | SW monsoon | 744 | 2.61 | 8.8 | 255 | 29.4 | 0.6591 | 0.5932 | 441.3
Cheriyam | 9 | Sep | SW monsoon | 720 | 2.16 | 8.3 | 265 | 18.9 | 0.4486 | 0.4038 | 290.7
Cheriyam | 10 | Oct | Post-monsoon | 744 | 1.56 | 7 | 290 | 8.4 | 0.2015 | 0.1814 | 135
Cheriyam | 11 | Nov | Post-monsoon | 720 | 1.4 | 6.6 | 320 | 6.3 | 0.1513 | 0.1362 | 98.1
Cheriyam | 12 | Dec | NE monsoon / winter | 744 | 1.41 | 6.5 | 330 | 6.3 | 0.1508 | 0.1357 | 101
Kodithala | 1 | Jan | NE monsoon / winter | 744 | 1.41 | 6.5 | 320 | 6.3 | 0.1513 | 0.1362 | 101.3
Kodithala | 2 | Feb | NE monsoon / winter | 672 | 1.3 | 6.3 | 310 | 5.25 | 0.1252 | 0.1127 | 75.8
Kodithala | 3 | Mar | Pre-monsoon | 744 | 1.31 | 6.2 | 300 | 5.25 | 0.1267 | 0.114 | 84.8
Kodithala | 4 | Apr | Pre-monsoon | 720 | 1.41 | 6.5 | 290 | 6.3 | 0.1521 | 0.1369 | 98.5
Kodithala | 5 | May | Pre-monsoon | 744 | 1.85 | 7.5 | 260 | 12.6 | 0.3008 | 0.2708 | 201.4
Kodithala | 6 | Jun | SW monsoon | 720 | 2.7 | 8.8 | 245 | 31.5 | 0.6935 | 0.6242 | 449.4
Kodithala | 7 | Jul | SW monsoon | 744 | 2.85 | 9 | 250 | 35.7 | 0.7512 | 0.6761 | 503
Kodithala | 8 | Aug | SW monsoon | 744 | 2.61 | 8.8 | 255 | 29.4 | 0.6613 | 0.5952 | 442.8
Kodithala | 9 | Sep | SW monsoon | 720 | 2.16 | 8.3 | 265 | 18.9 | 0.4481 | 0.4033 | 290.3
Kodithala | 10 | Oct | Post-monsoon | 744 | 1.56 | 7 | 290 | 8.4 | 0.2023 | 0.1821 | 135.5
Kodithala | 11 | Nov | Post-monsoon | 720 | 1.4 | 6.6 | 320 | 6.3 | 0.1509 | 0.1358 | 97.8
Kodithala | 12 | Dec | NE monsoon / winter | 744 | 1.41 | 6.5 | 330 | 6.3 | 0.1511 | 0.136 | 101.2
Suheli Cheriyakara | 1 | Jan | NE monsoon / winter | 744 | 1.41 | 6.5 | 320 | 6.3 | 0.1509 | 0.1358 | 101.1
Suheli Cheriyakara | 2 | Feb | NE monsoon / winter | 672 | 1.3 | 6.3 | 310 | 5.25 | 0.1262 | 0.1136 | 76.3
Suheli Cheriyakara | 3 | Mar | Pre-monsoon | 744 | 1.31 | 6.2 | 300 | 5.25 | 0.1263 | 0.1137 | 84.6
Suheli Cheriyakara | 4 | Apr | Pre-monsoon | 720 | 1.41 | 6.5 | 290 | 6.3 | 0.1507 | 0.1356 | 97.7
Suheli Cheriyakara | 5 | May | Pre-monsoon | 744 | 1.85 | 7.5 | 260 | 12.6 | 0.3005 | 0.2704 | 201.2
Suheli Cheriyakara | 6 | Jun | SW monsoon | 720 | 2.7 | 8.8 | 245 | 31.5 | 0.6939 | 0.6245 | 449.6
Suheli Cheriyakara | 7 | Jul | SW monsoon | 744 | 2.85 | 9 | 250 | 35.7 | 0.7554 | 0.6799 | 505.8
Suheli Cheriyakara | 8 | Aug | SW monsoon | 744 | 2.61 | 8.8 | 255 | 29.4 | 0.6573 | 0.5916 | 440.1
Suheli Cheriyakara | 9 | Sep | SW monsoon | 720 | 2.16 | 8.3 | 265 | 18.9 | 0.448 | 0.4032 | 290.3
Suheli Cheriyakara | 10 | Oct | Post-monsoon | 744 | 1.56 | 7 | 290 | 8.4 | 0.2017 | 0.1816 | 135.1
Suheli Cheriyakara | 11 | Nov | Post-monsoon | 720 | 1.4 | 6.6 | 320 | 6.3 | 0.1508 | 0.1357 | 97.7
Suheli Cheriyakara | 12 | Dec | NE monsoon / winter | 744 | 1.41 | 6.5 | 330 | 6.3 | 0.1515 | 0.1363 | 101.4
Suheli Indira-Shastri Dweep | 1 | Jan | NE monsoon / winter | 744 | 1.41 | 6.5 | 320 | 6.3 | 0.1509 | 0.1358 | 101
Suheli Indira-Shastri Dweep | 2 | Feb | NE monsoon / winter | 672 | 1.3 | 6.3 | 310 | 5.25 | 0.1256 | 0.113 | 75.9
Suheli Indira-Shastri Dweep | 3 | Mar | Pre-monsoon | 744 | 1.31 | 6.2 | 300 | 5.25 | 0.1256 | 0.1131 | 84.1
Suheli Indira-Shastri Dweep | 4 | Apr | Pre-monsoon | 720 | 1.41 | 6.5 | 290 | 6.3 | 0.1518 | 0.1366 | 98.4
Suheli Indira-Shastri Dweep | 5 | May | Pre-monsoon | 744 | 1.85 | 7.5 | 260 | 12.6 | 0.3016 | 0.2714 | 201.9
Suheli Indira-Shastri Dweep | 6 | Jun | SW monsoon | 720 | 2.7 | 8.8 | 245 | 31.5 | 0.6911 | 0.622 | 447.8
Suheli Indira-Shastri Dweep | 7 | Jul | SW monsoon | 744 | 2.85 | 9 | 250 | 35.7 | 0.7538 | 0.6784 | 504.8
Suheli Indira-Shastri Dweep | 8 | Aug | SW monsoon | 744 | 2.61 | 8.8 | 255 | 29.4 | 0.6602 | 0.5942 | 442.1
Suheli Indira-Shastri Dweep | 9 | Sep | SW monsoon | 720 | 2.16 | 8.3 | 265 | 18.9 | 0.4483 | 0.4035 | 290.5
Suheli Indira-Shastri Dweep | 10 | Oct | Post-monsoon | 744 | 1.56 | 7 | 290 | 8.4 | 0.2014 | 0.1813 | 134.9
Suheli Indira-Shastri Dweep | 11 | Nov | Post-monsoon | 720 | 1.4 | 6.6 | 320 | 6.3 | 0.1507 | 0.1356 | 97.7
Suheli Indira-Shastri Dweep | 12 | Dec | NE monsoon / winter | 744 | 1.41 | 6.5 | 330 | 6.3 | 0.1516 | 0.1364 | 101.5
Kalpeni | 1 | Jan | NE monsoon / winter | 744 | 1.41 | 6.5 | 320 | 6.3 | 0.1502 | 0.1352 | 100.6
Kalpeni | 2 | Feb | NE monsoon / winter | 672 | 1.3 | 6.3 | 310 | 5.25 | 0.1261 | 0.1135 | 76.3
Kalpeni | 3 | Mar | Pre-monsoon | 744 | 1.31 | 6.2 | 300 | 5.25 | 0.1261 | 0.1135 | 84.4
Kalpeni | 4 | Apr | Pre-monsoon | 720 | 1.41 | 6.5 | 290 | 6.3 | 0.1514 | 0.1363 | 98.1
Kalpeni | 5 | May | Pre-monsoon | 744 | 1.85 | 7.5 | 260 | 12.6 | 0.3018 | 0.2716 | 202.1
Kalpeni | 6 | Jun | SW monsoon | 720 | 2.7 | 8.8 | 245 | 31.5 | 0.6931 | 0.6238 | 449.1
Kalpeni | 7 | Jul | SW monsoon | 744 | 2.85 | 9 | 250 | 35.7 | 0.7542 | 0.6788 | 505
Kalpeni | 8 | Aug | SW monsoon | 744 | 2.61 | 8.8 | 255 | 29.4 | 0.6569 | 0.5912 | 439.8
Kalpeni | 9 | Sep | SW monsoon | 720 | 2.16 | 8.3 | 265 | 18.9 | 0.4508 | 0.4057 | 292.1
Kalpeni | 10 | Oct | Post-monsoon | 744 | 1.56 | 7 | 290 | 8.4 | 0.2024 | 0.1822 | 135.5
Kalpeni | 11 | Nov | Post-monsoon | 720 | 1.4 | 6.6 | 320 | 6.3 | 0.151 | 0.1359 | 97.9
Kalpeni | 12 | Dec | NE monsoon / winter | 744 | 1.41 | 6.5 | 330 | 6.3 | 0.1522 | 0.137 | 101.9
Pitti (Kalpeni) | 1 | Jan | NE monsoon / winter | 744 | 1.41 | 6.5 | 320 | 6.3 | 0.151 | 0.1359 | 101.1
Pitti (Kalpeni) | 2 | Feb | NE monsoon / winter | 672 | 1.3 | 6.3 | 310 | 5.25 | 0.1258 | 0.1132 | 76.1
Pitti (Kalpeni) | 3 | Mar | Pre-monsoon | 744 | 1.31 | 6.2 | 300 | 5.25 | 0.1251 | 0.1126 | 83.8
Pitti (Kalpeni) | 4 | Apr | Pre-monsoon | 720 | 1.41 | 6.5 | 290 | 6.3 | 0.1512 | 0.1361 | 98
Pitti (Kalpeni) | 5 | May | Pre-monsoon | 744 | 1.85 | 7.5 | 260 | 12.6 | 0.3022 | 0.272 | 202.3
Pitti (Kalpeni) | 6 | Jun | SW monsoon | 720 | 2.7 | 8.8 | 245 | 31.5 | 0.6944 | 0.625 | 450
Pitti (Kalpeni) | 7 | Jul | SW monsoon | 744 | 2.85 | 9 | 250 | 35.7 | 0.7563 | 0.6806 | 506.4
Pitti (Kalpeni) | 8 | Aug | SW monsoon | 744 | 2.61 | 8.8 | 255 | 29.4 | 0.6557 | 0.5901 | 439
Pitti (Kalpeni) | 9 | Sep | SW monsoon | 720 | 2.16 | 8.3 | 265 | 18.9 | 0.449 | 0.4041 | 291
Pitti (Kalpeni) | 10 | Oct | Post-monsoon | 744 | 1.56 | 7 | 290 | 8.4 | 0.2028 | 0.1826 | 135.8
Pitti (Kalpeni) | 11 | Nov | Post-monsoon | 720 | 1.4 | 6.6 | 320 | 6.3 | 0.1502 | 0.1352 | 97.3
Pitti (Kalpeni) | 12 | Dec | NE monsoon / winter | 744 | 1.41 | 6.5 | 330 | 6.3 | 0.1502 | 0.1352 | 100.6
Koomel | 1 | Jan | NE monsoon / winter | 744 | 1.41 | 6.5 | 320 | 6.3 | 0.151 | 0.1359 | 101.1
Koomel | 2 | Feb | NE monsoon / winter | 672 | 1.3 | 6.3 | 310 | 5.25 | 0.1262 | 0.1136 | 76.3
Koomel | 3 | Mar | Pre-monsoon | 744 | 1.31 | 6.2 | 300 | 5.25 | 0.1256 | 0.1131 | 84.1
Koomel | 4 | Apr | Pre-monsoon | 720 | 1.41 | 6.5 | 290 | 6.3 | 0.1501 | 0.1351 | 97.3
Koomel | 5 | May | Pre-monsoon | 744 | 1.85 | 7.5 | 260 | 12.6 | 0.3022 | 0.272 | 202.3
Koomel | 6 | Jun | SW monsoon | 720 | 2.7 | 8.8 | 245 | 31.5 | 0.6922 | 0.6229 | 448.5
Koomel | 7 | Jul | SW monsoon | 744 | 2.85 | 9 | 250 | 35.7 | 0.7547 | 0.6793 | 505.4
Koomel | 8 | Aug | SW monsoon | 744 | 2.61 | 8.8 | 255 | 29.4 | 0.6568 | 0.5911 | 439.8
Koomel | 9 | Sep | SW monsoon | 720 | 2.16 | 8.3 | 265 | 18.9 | 0.4494 | 0.4044 | 291.2
Koomel | 10 | Oct | Post-monsoon | 744 | 1.56 | 7 | 290 | 8.4 | 0.2016 | 0.1815 | 135
Koomel | 11 | Nov | Post-monsoon | 720 | 1.4 | 6.6 | 320 | 6.3 | 0.1503 | 0.1353 | 97.4
Koomel | 12 | Dec | NE monsoon / winter | 744 | 1.41 | 6.5 | 330 | 6.3 | 0.1513 | 0.1361 | 101.3
Tilakkam East | 1 | Jan | NE monsoon / winter | 744 | 1.41 | 6.5 | 320 | 6.3 | 0.1506 | 0.1355 | 100.8
Tilakkam East | 2 | Feb | NE monsoon / winter | 672 | 1.3 | 6.3 | 310 | 5.25 | 0.1268 | 0.1141 | 76.7
Tilakkam East | 3 | Mar | Pre-monsoon | 744 | 1.31 | 6.2 | 300 | 5.25 | 0.126 | 0.1134 | 84.3
Tilakkam East | 4 | Apr | Pre-monsoon | 720 | 1.41 | 6.5 | 290 | 6.3 | 0.1509 | 0.1358 | 97.8
Tilakkam East | 5 | May | Pre-monsoon | 744 | 1.85 | 7.5 | 260 | 12.6 | 0.3018 | 0.2716 | 202.1
Tilakkam East | 6 | Jun | SW monsoon | 720 | 2.7 | 8.8 | 245 | 31.5 | 0.6931 | 0.6238 | 449.1
Tilakkam East | 7 | Jul | SW monsoon | 744 | 2.85 | 9 | 250 | 35.7 | 0.7517 | 0.6766 | 503.4
Tilakkam East | 8 | Aug | SW monsoon | 744 | 2.61 | 8.8 | 255 | 29.4 | 0.6587 | 0.5929 | 441.1
Tilakkam East | 9 | Sep | SW monsoon | 720 | 2.16 | 8.3 | 265 | 18.9 | 0.448 | 0.4032 | 290.3
Tilakkam East | 10 | Oct | Post-monsoon | 744 | 1.56 | 7 | 290 | 8.4 | 0.2026 | 0.1823 | 135.7
Tilakkam East | 11 | Nov | Post-monsoon | 720 | 1.4 | 6.6 | 320 | 6.3 | 0.1515 | 0.1363 | 98.2
Tilakkam East | 12 | Dec | NE monsoon / winter | 744 | 1.41 | 6.5 | 330 | 6.3 | 0.1516 | 0.1364 | 101.5
Tilakkam West | 1 | Jan | NE monsoon / winter | 744 | 1.41 | 6.5 | 320 | 6.3 | 0.1514 | 0.1363 | 101.4
Tilakkam West | 2 | Feb | NE monsoon / winter | 672 | 1.3 | 6.3 | 310 | 5.25 | 0.126 | 0.1134 | 76.2
Tilakkam West | 3 | Mar | Pre-monsoon | 744 | 1.31 | 6.2 | 300 | 5.25 | 0.1259 | 0.1133 | 84.3
Tilakkam West | 4 | Apr | Pre-monsoon | 720 | 1.41 | 6.5 | 290 | 6.3 | 0.1513 | 0.1361 | 98
Tilakkam West | 5 | May | Pre-monsoon | 744 | 1.85 | 7.5 | 260 | 12.6 | 0.3029 | 0.2726 | 202.8
Tilakkam West | 6 | Jun | SW monsoon | 720 | 2.7 | 8.8 | 245 | 31.5 | 0.694 | 0.6246 | 449.7
Tilakkam West | 7 | Jul | SW monsoon | 744 | 2.85 | 9 | 250 | 35.7 | 0.7546 | 0.6792 | 505.3
Tilakkam West | 8 | Aug | SW monsoon | 744 | 2.61 | 8.8 | 255 | 29.4 | 0.6574 | 0.5917 | 440.2
Tilakkam West | 9 | Sep | SW monsoon | 720 | 2.16 | 8.3 | 265 | 18.9 | 0.4479 | 0.4031 | 290.2
Tilakkam West | 10 | Oct | Post-monsoon | 744 | 1.56 | 7 | 290 | 8.4 | 0.2015 | 0.1814 | 134.9
Tilakkam West | 11 | Nov | Post-monsoon | 720 | 1.4 | 6.6 | 320 | 6.3 | 0.1513 | 0.1362 | 98.1
Tilakkam West | 12 | Dec | NE monsoon / winter | 744 | 1.41 | 6.5 | 330 | 6.3 | 0.1509 | 0.1358 | 101.1
Suheli Valiyakara | 1 | Jan | NE monsoon / winter | 744 | 1.41 | 6.5 | 320 | 6.3 | 0.1508 | 0.1357 | 101
Suheli Valiyakara | 2 | Feb | NE monsoon / winter | 672 | 1.3 | 6.3 | 310 | 5.25 | 0.1264 | 0.1138 | 76.5
Suheli Valiyakara | 3 | Mar | Pre-monsoon | 744 | 1.31 | 6.2 | 300 | 5.25 | 0.1255 | 0.113 | 84.1
Suheli Valiyakara | 4 | Apr | Pre-monsoon | 720 | 1.41 | 6.5 | 290 | 6.3 | 0.1502 | 0.1352 | 97.4
Suheli Valiyakara | 5 | May | Pre-monsoon | 744 | 1.85 | 7.5 | 260 | 12.6 | 0.3018 | 0.2716 | 202.1
Suheli Valiyakara | 6 | Jun | SW monsoon | 720 | 2.7 | 8.8 | 245 | 31.5 | 0.6922 | 0.623 | 448.6
Suheli Valiyakara | 7 | Jul | SW monsoon | 744 | 2.85 | 9 | 250 | 35.7 | 0.7553 | 0.6797 | 505.7
Suheli Valiyakara | 8 | Aug | SW monsoon | 744 | 2.61 | 8.8 | 255 | 29.4 | 0.6607 | 0.5946 | 442.4
Suheli Valiyakara | 9 | Sep | SW monsoon | 720 | 2.16 | 8.3 | 265 | 18.9 | 0.4469 | 0.4022 | 289.6
Suheli Valiyakara | 10 | Oct | Post-monsoon | 744 | 1.56 | 7 | 290 | 8.4 | 0.2011 | 0.181 | 134.6
Suheli Valiyakara | 11 | Nov | Post-monsoon | 720 | 1.4 | 6.6 | 320 | 6.3 | 0.1512 | 0.136 | 97.9
Suheli Valiyakara | 12 | Dec | NE monsoon / winter | 744 | 1.41 | 6.5 | 330 | 6.3 | 0.1513 | 0.1361 | 101.3
Minicoy | 1 | Jan | NE monsoon / winter | 744 | 1.44 | 6.5 | 320 | 6.6 | 0.1582 | 0.1424 | 106
Minicoy | 2 | Feb | NE monsoon / winter | 672 | 1.33 | 6.3 | 310 | 5.5 | 0.1316 | 0.1184 | 79.6
Minicoy | 3 | Mar | Pre-monsoon | 744 | 1.35 | 6.2 | 300 | 5.5 | 0.1322 | 0.119 | 88.5
Minicoy | 4 | Apr | Pre-monsoon | 720 | 1.44 | 6.5 | 290 | 6.6 | 0.1583 | 0.1425 | 102.6
Minicoy | 5 | May | Pre-monsoon | 744 | 1.9 | 7.5 | 260 | 13.2 | 0.3175 | 0.2857 | 212.6
Minicoy | 6 | Jun | SW monsoon | 720 | 2.77 | 8.8 | 245 | 33 | 0.7151 | 0.6436 | 463.4
Minicoy | 7 | Jul | SW monsoon | 744 | 2.91 | 9 | 250 | 37.4 | 0.7746 | 0.6971 | 518.6
Minicoy | 8 | Aug | SW monsoon | 744 | 2.67 | 8.8 | 255 | 30.8 | 0.6833 | 0.6149 | 457.5
Minicoy | 9 | Sep | SW monsoon | 720 | 2.21 | 8.3 | 265 | 19.8 | 0.4696 | 0.4227 | 304.3
Minicoy | 10 | Oct | Post-monsoon | 744 | 1.6 | 7 | 290 | 8.8 | 0.2111 | 0.19 | 141.4
Minicoy | 11 | Nov | Post-monsoon | 720 | 1.43 | 6.6 | 320 | 6.6 | 0.1581 | 0.1423 | 102.5
Minicoy | 12 | Dec | NE monsoon / winter | 744 | 1.44 | 6.5 | 330 | 6.6 | 0.1588 | 0.1429 | 106.3
Viringili | 1 | Jan | NE monsoon / winter | 744 | 1.44 | 6.5 | 320 | 6.6 | 0.159 | 0.1431 | 106.4
Viringili | 2 | Feb | NE monsoon / winter | 672 | 1.33 | 6.3 | 310 | 5.5 | 0.1324 | 0.1191 | 80.1
Viringili | 3 | Mar | Pre-monsoon | 744 | 1.35 | 6.2 | 300 | 5.5 | 0.1318 | 0.1187 | 88.3
Viringili | 4 | Apr | Pre-monsoon | 720 | 1.44 | 6.5 | 290 | 6.6 | 0.1583 | 0.1425 | 102.6
Viringili | 5 | May | Pre-monsoon | 744 | 1.9 | 7.5 | 260 | 13.2 | 0.3171 | 0.2854 | 212.3
Viringili | 6 | Jun | SW monsoon | 720 | 2.77 | 8.8 | 245 | 33 | 0.7136 | 0.6422 | 462.4
Viringili | 7 | Jul | SW monsoon | 744 | 2.91 | 9 | 250 | 37.4 | 0.7753 | 0.6978 | 519.2
Viringili | 8 | Aug | SW monsoon | 744 | 2.67 | 8.8 | 255 | 30.8 | 0.6827 | 0.6144 | 457.1
Viringili | 9 | Sep | SW monsoon | 720 | 2.21 | 8.3 | 265 | 19.8 | 0.4669 | 0.4202 | 302.5
Viringili | 10 | Oct | Post-monsoon | 744 | 1.6 | 7 | 290 | 8.8 | 0.2105 | 0.1895 | 141
Viringili | 11 | Nov | Post-monsoon | 720 | 1.43 | 6.6 | 320 | 6.6 | 0.1589 | 0.143 | 103
Viringili | 12 | Dec | NE monsoon / winter | 744 | 1.44 | 6.5 | 330 | 6.6 | 0.158 | 0.1422 | 105.8
P = 0.49·Hs²·Te (deep water). CF from 250 kW WEC with 6 m effective capture width, monthly lognormal variability; net CF includes 90% availability. Agatti = reference.

## OTEC_Profile
island | month_num | month | depth_m | temperature_C | mixed_layer_depth_m
Kavaratti | 1 | Jan | 0 | 28.63 | 45
Kavaratti | 1 | Jan | 10 | 28.62 | 45
Kavaratti | 1 | Jan | 25 | 28.55 | 45
Kavaratti | 1 | Jan | 50 | 28.25 | 45
Kavaratti | 1 | Jan | 75 | 26.76 | 45
Kavaratti | 1 | Jan | 100 | 23.92 | 45
Kavaratti | 1 | Jan | 125 | 20.97 | 45
Kavaratti | 1 | Jan | 150 | 18.4 | 45
Kavaratti | 1 | Jan | 200 | 15.33 | 45
Kavaratti | 1 | Jan | 250 | 14.11 | 45
Kavaratti | 1 | Jan | 300 | 13.4 | 45
Kavaratti | 1 | Jan | 350 | 12.8 | 45
Kavaratti | 1 | Jan | 400 | 12.2 | 45
Kavaratti | 1 | Jan | 500 | 11 | 45
Kavaratti | 1 | Jan | 600 | 10.2 | 45
Kavaratti | 1 | Jan | 700 | 9.4 | 45
Kavaratti | 1 | Jan | 800 | 8.56 | 45
Kavaratti | 1 | Jan | 900 | 7.79 | 45
Kavaratti | 1 | Jan | 1000 | 6.98 | 45
Kavaratti | 1 | Jan | 1100 | 6.49 | 45
Kavaratti | 1 | Jan | 1200 | 6.14 | 45
Kavaratti | 2 | Feb | 0 | 29.03 | 40
Kavaratti | 2 | Feb | 10 | 28.94 | 40
Kavaratti | 2 | Feb | 25 | 28.78 | 40
Kavaratti | 2 | Feb | 50 | 28.38 | 40
Kavaratti | 2 | Feb | 75 | 26.83 | 40
Kavaratti | 2 | Feb | 100 | 23.96 | 40
Kavaratti | 2 | Feb | 125 | 21 | 40
Kavaratti | 2 | Feb | 150 | 18.42 | 40
Kavaratti | 2 | Feb | 200 | 15.34 | 40
Kavaratti | 2 | Feb | 250 | 14.12 | 40
Kavaratti | 2 | Feb | 300 | 13.4 | 40
Kavaratti | 2 | Feb | 350 | 12.8 | 40
Kavaratti | 2 | Feb | 400 | 12.2 | 40
Kavaratti | 2 | Feb | 500 | 11 | 40
Kavaratti | 2 | Feb | 600 | 10.2 | 40
Kavaratti | 2 | Feb | 700 | 9.4 | 40
Kavaratti | 2 | Feb | 800 | 8.6 | 40
Kavaratti | 2 | Feb | 900 | 7.78 | 40
Kavaratti | 2 | Feb | 1000 | 7.03 | 40
Kavaratti | 2 | Feb | 1100 | 6.52 | 40
Kavaratti | 2 | Feb | 1200 | 6.09 | 40
Kavaratti | 3 | Mar | 0 | 29.82 | 30
Kavaratti | 3 | Mar | 10 | 29.5 | 30
Kavaratti | 3 | Mar | 25 | 29.1 | 30
Kavaratti | 3 | Mar | 50 | 28.46 | 30
Kavaratti | 3 | Mar | 75 | 26.76 | 30
Kavaratti | 3 | Mar | 100 | 23.81 | 30
Kavaratti | 3 | Mar | 125 | 20.81 | 30
Kavaratti | 3 | Mar | 150 | 18.26 | 30
Kavaratti | 3 | Mar | 200 | 15.28 | 30
Kavaratti | 3 | Mar | 250 | 14.11 | 30
Kavaratti | 3 | Mar | 300 | 13.4 | 30
Kavaratti | 3 | Mar | 350 | 12.8 | 30
Kavaratti | 3 | Mar | 400 | 12.2 | 30
Kavaratti | 3 | Mar | 500 | 11 | 30
Kavaratti | 3 | Mar | 600 | 10.2 | 30
Kavaratti | 3 | Mar | 700 | 9.4 | 30
Kavaratti | 3 | Mar | 800 | 8.56 | 30
Kavaratti | 3 | Mar | 900 | 7.77 | 30
Kavaratti | 3 | Mar | 1000 | 6.97 | 30
Kavaratti | 3 | Mar | 1100 | 6.49 | 30
Kavaratti | 3 | Mar | 1200 | 6.03 | 30
Kavaratti | 4 | Apr | 0 | 30.52 | 25
Kavaratti | 4 | Apr | 10 | 29.93 | 25
Kavaratti | 4 | Apr | 25 | 29.3 | 25
Kavaratti | 4 | Apr | 50 | 28.51 | 25
Kavaratti | 4 | Apr | 75 | 26.77 | 25
Kavaratti | 4 | Apr | 100 | 23.8 | 25
Kavaratti | 4 | Apr | 125 | 20.81 | 25
Kavaratti | 4 | Apr | 150 | 18.25 | 25
Kavaratti | 4 | Apr | 200 | 15.28 | 25
Kavaratti | 4 | Apr | 250 | 14.11 | 25
Kavaratti | 4 | Apr | 300 | 13.4 | 25
Kavaratti | 4 | Apr | 350 | 12.8 | 25
Kavaratti | 4 | Apr | 400 | 12.2 | 25
Kavaratti | 4 | Apr | 500 | 11 | 25
Kavaratti | 4 | Apr | 600 | 10.2 | 25
Kavaratti | 4 | Apr | 700 | 9.4 | 25
Kavaratti | 4 | Apr | 800 | 8.55 | 25
Kavaratti | 4 | Apr | 900 | 7.7 | 25
Kavaratti | 4 | Apr | 1000 | 6.95 | 25
Kavaratti | 4 | Apr | 1100 | 6.4 | 25
Kavaratti | 4 | Apr | 1200 | 6.08 | 25
Kavaratti | 5 | May | 0 | 30.22 | 30
Kavaratti | 5 | May | 10 | 29.79 | 30
Kavaratti | 5 | May | 25 | 29.27 | 30
Kavaratti | 5 | May | 50 | 28.54 | 30
Kavaratti | 5 | May | 75 | 26.8 | 30
Kavaratti | 5 | May | 100 | 23.82 | 30
Kavaratti | 5 | May | 125 | 20.82 | 30
Kavaratti | 5 | May | 150 | 18.26 | 30
Kavaratti | 5 | May | 200 | 15.28 | 30
Kavaratti | 5 | May | 250 | 14.11 | 30
Kavaratti | 5 | May | 300 | 13.4 | 30
Kavaratti | 5 | May | 350 | 12.8 | 30
Kavaratti | 5 | May | 400 | 12.2 | 30
Kavaratti | 5 | May | 500 | 11 | 30
Kavaratti | 5 | May | 600 | 10.2 | 30
Kavaratti | 5 | May | 700 | 9.4 | 30
Kavaratti | 5 | May | 800 | 8.57 | 30
Kavaratti | 5 | May | 900 | 7.84 | 30
Kavaratti | 5 | May | 1000 | 6.99 | 30
Kavaratti | 5 | May | 1100 | 6.49 | 30
Kavaratti | 5 | May | 1200 | 6.11 | 30
Kavaratti | 6 | Jun | 0 | 28.96 | 55
Kavaratti | 6 | Jun | 10 | 28.83 | 55
Kavaratti | 6 | Jun | 25 | 28.57 | 55
Kavaratti | 6 | Jun | 50 | 27.91 | 55
Kavaratti | 6 | Jun | 75 | 25.97 | 55
Kavaratti | 6 | Jun | 100 | 22.76 | 55
Kavaratti | 6 | Jun | 125 | 19.7 | 55
Kavaratti | 6 | Jun | 150 | 17.33 | 55
Kavaratti | 6 | Jun | 200 | 14.98 | 55
Kavaratti | 6 | Jun | 250 | 14.07 | 55
Kavaratti | 6 | Jun | 300 | 13.4 | 55
Kavaratti | 6 | Jun | 350 | 12.8 | 55
Kavaratti | 6 | Jun | 400 | 12.2 | 55
Kavaratti | 6 | Jun | 500 | 11 | 55
Kavaratti | 6 | Jun | 600 | 10.2 | 55
Kavaratti | 6 | Jun | 700 | 9.4 | 55
Kavaratti | 6 | Jun | 800 | 8.65 | 55
Kavaratti | 6 | Jun | 900 | 7.83 | 55
Kavaratti | 6 | Jun | 1000 | 7.03 | 55
Kavaratti | 6 | Jun | 1100 | 6.53 | 55
Kavaratti | 6 | Jun | 1200 | 6.16 | 55
Kavaratti | 7 | Jul | 0 | 28.02 | 65
Kavaratti | 7 | Jul | 10 | 28 | 65
Kavaratti | 7 | Jul | 25 | 27.85 | 65
Kavaratti | 7 | Jul | 50 | 27.23 | 65
Kavaratti | 7 | Jul | 75 | 25.22 | 65
Kavaratti | 7 | Jul | 100 | 21.92 | 65
Kavaratti | 7 | Jul | 125 | 18.88 | 65
Kavaratti | 7 | Jul | 150 | 16.66 | 65
Kavaratti | 7 | Jul | 200 | 14.75 | 65
Kavaratti | 7 | Jul | 250 | 14.03 | 65
Kavaratti | 7 | Jul | 300 | 13.39 | 65
Kavaratti | 7 | Jul | 350 | 12.8 | 65
Kavaratti | 7 | Jul | 400 | 12.2 | 65
Kavaratti | 7 | Jul | 500 | 11 | 65
Kavaratti | 7 | Jul | 600 | 10.2 | 65
Kavaratti | 7 | Jul | 700 | 9.4 | 65
Kavaratti | 7 | Jul | 800 | 8.68 | 65
Kavaratti | 7 | Jul | 900 | 7.88 | 65
Kavaratti | 7 | Jul | 1000 | 7.14 | 65
Kavaratti | 7 | Jul | 1100 | 6.62 | 65
Kavaratti | 7 | Jul | 1200 | 6.18 | 65
Kavaratti | 8 | Aug | 0 | 27.72 | 60
Kavaratti | 8 | Aug | 10 | 27.76 | 60
Kavaratti | 8 | Aug | 25 | 27.67 | 60
Kavaratti | 8 | Aug | 50 | 27.13 | 60
Kavaratti | 8 | Aug | 75 | 25.16 | 60
Kavaratti | 8 | Aug | 100 | 21.89 | 60
Kavaratti | 8 | Aug | 125 | 18.86 | 60
Kavaratti | 8 | Aug | 150 | 16.65 | 60
Kavaratti | 8 | Aug | 200 | 14.75 | 60
Kavaratti | 8 | Aug | 250 | 14.03 | 60
Kavaratti | 8 | Aug | 300 | 13.39 | 60
Kavaratti | 8 | Aug | 350 | 12.8 | 60
Kavaratti | 8 | Aug | 400 | 12.2 | 60
Kavaratti | 8 | Aug | 500 | 11 | 60
Kavaratti | 8 | Aug | 600 | 10.2 | 60
Kavaratti | 8 | Aug | 700 | 9.4 | 60
Kavaratti | 8 | Aug | 800 | 8.71 | 60
Kavaratti | 8 | Aug | 900 | 7.94 | 60
Kavaratti | 8 | Aug | 1000 | 7.08 | 60
Kavaratti | 8 | Aug | 1100 | 6.61 | 60
Kavaratti | 8 | Aug | 1200 | 6.2 | 60
Kavaratti | 9 | Sep | 0 | 27.92 | 50
Kavaratti | 9 | Sep | 10 | 27.95 | 50
Kavaratti | 9 | Sep | 25 | 27.86 | 50
Kavaratti | 9 | Sep | 50 | 27.28 | 50
Kavaratti | 9 | Sep | 75 | 25.28 | 50
Kavaratti | 9 | Sep | 100 | 21.98 | 50
Kavaratti | 9 | Sep | 125 | 18.93 | 50
Kavaratti | 9 | Sep | 150 | 16.7 | 50
Kavaratti | 9 | Sep | 200 | 14.78 | 50
Kavaratti | 9 | Sep | 250 | 14.05 | 50
Kavaratti | 9 | Sep | 300 | 13.4 | 50
Kavaratti | 9 | Sep | 350 | 12.8 | 50
Kavaratti | 9 | Sep | 400 | 12.2 | 50
Kavaratti | 9 | Sep | 500 | 11 | 50
Kavaratti | 9 | Sep | 600 | 10.2 | 50
Kavaratti | 9 | Sep | 700 | 9.4 | 50
Kavaratti | 9 | Sep | 800 | 8.62 | 50
Kavaratti | 9 | Sep | 900 | 7.84 | 50
Kavaratti | 9 | Sep | 1000 | 7.07 | 50
Kavaratti | 9 | Sep | 1100 | 6.53 | 50
Kavaratti | 9 | Sep | 1200 | 6.12 | 50
Kavaratti | 10 | Oct | 0 | 28.57 | 45
Kavaratti | 10 | Oct | 10 | 28.54 | 45
Kavaratti | 10 | Oct | 25 | 28.39 | 45
Kavaratti | 10 | Oct | 50 | 27.88 | 45
Kavaratti | 10 | Oct | 75 | 26.09 | 45
Kavaratti | 10 | Oct | 100 | 23 | 45
Kavaratti | 10 | Oct | 125 | 19.98 | 45
Kavaratti | 10 | Oct | 150 | 17.57 | 45
Kavaratti | 10 | Oct | 200 | 15.06 | 45
Kavaratti | 10 | Oct | 250 | 14.08 | 45
Kavaratti | 10 | Oct | 300 | 13.4 | 45
Kavaratti | 10 | Oct | 350 | 12.8 | 45
Kavaratti | 10 | Oct | 400 | 12.2 | 45
Kavaratti | 10 | Oct | 500 | 11 | 45
Kavaratti | 10 | Oct | 600 | 10.2 | 45
Kavaratti | 10 | Oct | 700 | 9.4 | 45
Kavaratti | 10 | Oct | 800 | 8.58 | 45
Kavaratti | 10 | Oct | 900 | 7.77 | 45
Kavaratti | 10 | Oct | 1000 | 6.96 | 45
Kavaratti | 10 | Oct | 1100 | 6.52 | 45
Kavaratti | 10 | Oct | 1200 | 6.07 | 45
Kavaratti | 11 | Nov | 0 | 29.03 | 50
Kavaratti | 11 | Nov | 10 | 28.94 | 50
Kavaratti | 11 | Nov | 25 | 28.78 | 50
Kavaratti | 11 | Nov | 50 | 28.38 | 50
Kavaratti | 11 | Nov | 75 | 26.83 | 50
Kavaratti | 11 | Nov | 100 | 23.96 | 50
Kavaratti | 11 | Nov | 125 | 21 | 50
Kavaratti | 11 | Nov | 150 | 18.42 | 50
Kavaratti | 11 | Nov | 200 | 15.34 | 50
Kavaratti | 11 | Nov | 250 | 14.12 | 50
Kavaratti | 11 | Nov | 300 | 13.4 | 50
Kavaratti | 11 | Nov | 350 | 12.8 | 50
Kavaratti | 11 | Nov | 400 | 12.2 | 50
Kavaratti | 11 | Nov | 500 | 11 | 50
Kavaratti | 11 | Nov | 600 | 10.2 | 50
Kavaratti | 11 | Nov | 700 | 9.4 | 50
Kavaratti | 11 | Nov | 800 | 8.6 | 50
Kavaratti | 11 | Nov | 900 | 7.8 | 50
Kavaratti | 11 | Nov | 1000 | 7.01 | 50
Kavaratti | 11 | Nov | 1100 | 6.44 | 50
Kavaratti | 11 | Nov | 1200 | 6.1 | 50
Kavaratti | 12 | Dec | 0 | 28.83 | 50
Kavaratti | 12 | Dec | 10 | 28.78 | 50
Kavaratti | 12 | Dec | 25 | 28.66 | 50
Kavaratti | 12 | Dec | 50 | 28.31 | 50
Kavaratti | 12 | Dec | 75 | 26.79 | 50
Kavaratti | 12 | Dec | 100 | 23.93 | 50
Kavaratti | 12 | Dec | 125 | 20.98 | 50
Kavaratti | 12 | Dec | 150 | 18.41 | 50
Kavaratti | 12 | Dec | 200 | 15.33 | 50
Kavaratti | 12 | Dec | 250 | 14.11 | 50
Kavaratti | 12 | Dec | 300 | 13.4 | 50
Kavaratti | 12 | Dec | 350 | 12.8 | 50
Kavaratti | 12 | Dec | 400 | 12.2 | 50
Kavaratti | 12 | Dec | 500 | 11 | 50
Kavaratti | 12 | Dec | 600 | 10.2 | 50
Kavaratti | 12 | Dec | 700 | 9.4 | 50
Kavaratti | 12 | Dec | 800 | 8.58 | 50
Kavaratti | 12 | Dec | 900 | 7.79 | 50
Kavaratti | 12 | Dec | 1000 | 7 | 50
Kavaratti | 12 | Dec | 1100 | 6.53 | 50
Kavaratti | 12 | Dec | 1200 | 6.1 | 50
Synthetic monthly temperature-depth profiles off Kavaratti (NIOT-style). Replace with NIOT moored-buoy / WOA23 / Argo profiles.

## Turbine_PowerCurve
wind_speed_ms | power_kW | cp_approx
0 | 0 | 0
0.5 | 0 | 0
1 | 0 | 0
1.5 | 0 | 0
2 | 0 | 0
2.5 | 0 | 0
3 | 5 | 0.141
3.5 | 15 | 0.266
4 | 28 | 0.332
4.5 | 45 | 0.375
5 | 65 | 0.395
5.5 | 88 | 0.402
6 | 115 | 0.404
6.5 | 147 | 0.406
7 | 183 | 0.405
7.5 | 223 | 0.401
8 | 267 | 0.396
8.5 | 313 | 0.387
9 | 357 | 0.372
9.5 | 398 | 0.353
10 | 435 | 0.33
10.5 | 465 | 0.305
11 | 486 | 0.277
11.5 | 497 | 0.248
12 | 500 | 0.22
12.5 | 500 | 0.194
13 | 500 | 0.173
13.5 | 500 | 0.154
14 | 500 | 0.138
14.5 | 500 | 0.125
15 | 500 | 0.112
15.5 | 500 | 0.102
16 | 500 | 0.093
16.5 | 500 | 0.085
17 | 500 | 0.077
17.5 | 500 | 0.071
18 | 500 | 0.065
18.5 | 500 | 0.06
19 | 500 | 0.055
19.5 | 500 | 0.051
20 | 500 | 0.047
20.5 | 500 | 0.044
21 | 500 | 0.041
21.5 | 500 | 0.038
22 | 500 | 0.036
22.5 | 500 | 0.033
23 | 500 | 0.031
23.5 | 500 | 0.029
24 | 500 | 0.027
24.5 | 500 | 0.026
25 | 500 | 0.024
25.5 | 0 | 0
26 | 0 | 0
26.5 | 0 | 0
27 | 0 | 0
27.5 | 0 | 0
28 | 0 | 0
28.5 | 0 | 0
29 | 0 | 0
29.5 | 0 | 0
30 | 0 | 0
Generic 500 kW class III curve (not a specific product). Air density 1.15 kg/m³, rotor Ø ≈ 54 m.

## Hourly_Kadmat
island | timestamp_IST | month_num | day_of_year | hour | ws_80m_ms | ghi_Wm2 | t_ambient_C | sst_C | t_1000m_C | otec_delta_T_C | wave_power_kW_per_m | load_flat_kW | load_island_profile_kW | cf_wind | cf_fpv | cf_otec | cf_wave
Kadmat | 2025-01-01 00:00 | 1 | 1 | 0 | 6.08 | 0 | 26.18 | 28.54 | 7 | 21.54 | 3.12 | 1000 | 482.6 | 0.2168 | 0 | 0.8661 | 0.0674
Kadmat | 2025-01-01 01:00 | 1 | 1 | 1 | 6.38 | 0 | 26.12 | 28.52 | 7 | 21.52 | 2.93 | 1000 | 432.5 | 0.251 | 0 | 0.8633 | 0.0634
Kadmat | 2025-01-01 02:00 | 1 | 1 | 2 | 6.04 | 0 | 26.09 | 28.5 | 7 | 21.5 | 2.99 | 1000 | 417.5 | 0.2116 | 0 | 0.8615 | 0.0645
Kadmat | 2025-01-01 03:00 | 1 | 1 | 3 | 6.12 | 0 | 26.34 | 28.5 | 7 | 21.5 | 2.85 | 1000 | 411.7 | 0.2208 | 0 | 0.8608 | 0.0616
Kadmat | 2025-01-01 04:00 | 1 | 1 | 4 | 5.87 | 0 | 26.34 | 28.5 | 7 | 21.5 | 2.81 | 1000 | 419.4 | 0.1945 | 0 | 0.8614 | 0.0606
Kadmat | 2025-01-01 05:00 | 1 | 1 | 5 | 5.45 | 0 | 26.53 | 28.52 | 7 | 21.52 | 3.11 | 1000 | 469.7 | 0.1543 | 0 | 0.8631 | 0.0672
Kadmat | 2025-01-01 06:00 | 1 | 1 | 6 | 4.35 | 0 | 27.13 | 28.54 | 7 | 21.54 | 3.33 | 1000 | 510.1 | 0.0716 | 0 | 0.8659 | 0.0719
Kadmat | 2025-01-01 07:00 | 1 | 1 | 7 | 3.87 | 74.2 | 27.44 | 28.57 | 7 | 21.57 | 2.82 | 1000 | 570.8 | 0.0442 | 0.0659 | 0.8695 | 0.0609
Kadmat | 2025-01-01 08:00 | 1 | 1 | 8 | 3.31 | 250.8 | 27.95 | 28.61 | 7 | 21.61 | 3.14 | 1000 | 593.3 | 0.0202 | 0.2194 | 0.8737 | 0.0677
Kadmat | 2025-01-01 09:00 | 1 | 1 | 9 | 2.65 | 534.2 | 28.17 | 28.65 | 7 | 21.65 | 3.37 | 1000 | 635.6 | 0.0026 | 0.4567 | 0.8782 | 0.0728
Kadmat | 2025-01-01 10:00 | 1 | 1 | 10 | 3.29 | 746.2 | 28.81 | 28.69 | 7 | 21.69 | 3.52 | 1000 | 669.1 | 0.0193 | 0.6258 | 0.8828 | 0.076
Kadmat | 2025-01-01 11:00 | 1 | 1 | 11 | 2.39 | 690.8 | 29.16 | 28.72 | 7 | 21.72 | 4.25 | 1000 | 721.4 | 0 | 0.5813 | 0.887 | 0.0919
Kadmat | 2025-01-01 12:00 | 1 | 1 | 12 | 2.68 | 817.8 | 29.32 | 28.75 | 7 | 21.75 | 4.93 | 1000 | 666 | 0.0032 | 0.6806 | 0.8906 | 0.1064
Kadmat | 2025-01-01 13:00 | 1 | 1 | 13 | 3.39 | 897.8 | 29.53 | 28.78 | 7 | 21.78 | 6.26 | 1000 | 664.9 | 0.0229 | 0.7418 | 0.8934 | 0.1351
Kadmat | 2025-01-01 14:00 | 1 | 1 | 14 | 4.05 | 759.8 | 29.87 | 28.79 | 7 | 21.79 | 6.95 | 1000 | 666.7 | 0.0535 | 0.634 | 0.8952 | 0.1501
Kadmat | 2025-01-01 15:00 | 1 | 1 | 15 | 3.49 | 601.6 | 29.68 | 28.8 | 7 | 21.8 | 6.87 | 1000 | 659.7 | 0.0265 | 0.5088 | 0.8957 | 0.1485
Kadmat | 2025-01-01 16:00 | 1 | 1 | 16 | 4.2 | 387.4 | 29.58 | 28.79 | 7 | 21.79 | 7.74 | 1000 | 726.9 | 0.0628 | 0.3334 | 0.8951 | 0.1672
Kadmat | 2025-01-01 17:00 | 1 | 1 | 17 | 3.11 | 163.8 | 29.14 | 28.78 | 7 | 21.78 | 6.99 | 1000 | 778.4 | 0.0129 | 0.1437 | 0.8933 | 0.1511
Kadmat | 2025-01-01 18:00 | 1 | 1 | 18 | 2.47 | 0 | 28.81 | 28.75 | 7 | 21.75 | 6.61 | 1000 | 798 | 0 | 0 | 0.8904 | 0.1427
Kadmat | 2025-01-01 19:00 | 1 | 1 | 19 | 3.13 | 0 | 28.42 | 28.72 | 7 | 21.72 | 5.84 | 1000 | 861.9 | 0.0138 | 0 | 0.8867 | 0.1262
Kadmat | 2025-01-01 20:00 | 1 | 1 | 20 | 3.43 | 0 | 27.97 | 28.68 | 7 | 21.68 | 5.77 | 1000 | 865 | 0.0244 | 0 | 0.8825 | 0.1246
Kadmat | 2025-01-01 21:00 | 1 | 1 | 21 | 3.47 | 0 | 27.28 | 28.64 | 7 | 21.64 | 6.29 | 1000 | 790.7 | 0.0258 | 0 | 0.8779 | 0.1358
Kadmat | 2025-01-01 22:00 | 1 | 1 | 22 | 3.56 | 0 | 26.78 | 28.61 | 7 | 21.61 | 5.79 | 1000 | 667.5 | 0.0297 | 0 | 0.8733 | 0.125
Kadmat | 2025-01-01 23:00 | 1 | 1 | 23 | 4.19 | 0 | 26.42 | 28.57 | 7 | 21.57 | 5.84 | 1000 | 555.3 | 0.0618 | 0 | 0.869 | 0.1261
Kadmat | 2025-01-02 00:00 | 1 | 2 | 0 | 4.05 | 0 | 25.81 | 28.54 | 7 | 21.54 | 5.53 | 1000 | 483.7 | 0.0537 | 0 | 0.8653 | 0.1195
Kadmat | 2025-01-02 01:00 | 1 | 2 | 1 | 3.83 | 0 | 25.75 | 28.51 | 7 | 21.51 | 6.05 | 1000 | 417.4 | 0.0424 | 0 | 0.8625 | 0.1307
Kadmat | 2025-01-02 02:00 | 1 | 2 | 2 | 4.1 | 0 | 25.85 | 28.5 | 7 | 21.5 | 6.2 | 1000 | 430.6 | 0.0565 | 0 | 0.8607 | 0.1338
Kadmat | 2025-01-02 03:00 | 1 | 2 | 3 | 5.15 | 0 | 25.97 | 28.49 | 7 | 21.49 | 5.94 | 1000 | 431.6 | 0.1297 | 0 | 0.8601 | 0.1282
Kadmat | 2025-01-02 04:00 | 1 | 2 | 4 | 4.55 | 0 | 26.25 | 28.5 | 7 | 21.5 | 5.92 | 1000 | 459.1 | 0.0849 | 0 | 0.8607 | 0.1279
Kadmat | 2025-01-02 05:00 | 1 | 2 | 5 | 4.23 | 0 | 26.66 | 28.51 | 7 | 21.51 | 6 | 1000 | 446.5 | 0.0644 | 0 | 0.8624 | 0.1296
Kadmat | 2025-01-02 06:00 | 1 | 2 | 6 | 5.12 | 0 | 27.13 | 28.54 | 7 | 21.54 | 5.51 | 1000 | 511.3 | 0.1266 | 0 | 0.8651 | 0.1189
Kadmat | 2025-01-02 07:00 | 1 | 2 | 7 | 4.65 | 67.3 | 27.49 | 28.57 | 7 | 21.57 | 5.22 | 1000 | 603.1 | 0.0918 | 0.0598 | 0.8687 | 0.1127
Kadmat | 2025-01-02 08:00 | 1 | 2 | 8 | 5.65 | 332.4 | 27.88 | 28.6 | 7 | 21.6 | 5.79 | 1000 | 615.7 | 0.1726 | 0.2891 | 0.8729 | 0.1251
Kadmat | 2025-01-02 09:00 | 1 | 2 | 9 | 6.67 | 521.9 | 28 | 28.64 | 7 | 21.64 | 5.89 | 1000 | 649.4 | 0.2864 | 0.447 | 0.8775 | 0.1273
Kadmat | 2025-01-02 10:00 | 1 | 2 | 10 | 9.07 | 699.7 | 28.36 | 28.68 | 7 | 21.68 | 5.8 | 1000 | 664.9 | 0.6524 | 0.59 | 0.882 | 0.1253
Kadmat | 2025-01-02 11:00 | 1 | 2 | 11 | 8.43 | 867.7 | 28.67 | 28.72 | 7 | 21.72 | 5.5 | 1000 | 695.2 | 0.5522 | 0.7211 | 0.8862 | 0.1189
Kadmat | 2025-01-02 12:00 | 1 | 2 | 12 | 8.7 | 920 | 28.97 | 28.75 | 7 | 21.75 | 5.45 | 1000 | 670 | 0.5949 | 0.7604 | 0.8899 | 0.1177
Kadmat | 2025-01-02 13:00 | 1 | 2 | 13 | 8.44 | 779.2 | 29.17 | 28.77 | 7 | 21.77 | 5.12 | 1000 | 682 | 0.5532 | 0.651 | 0.8927 | 0.1105
Kadmat | 2025-01-02 14:00 | 1 | 2 | 14 | 8.59 | 777.6 | 28.95 | 28.78 | 7 | 21.78 | 5.43 | 1000 | 681.2 | 0.5779 | 0.6502 | 0.8944 | 0.1172
Kadmat | 2025-01-02 15:00 | 1 | 2 | 15 | 8.24 | 622.2 | 28.7 | 28.79 | 7 | 21.79 | 5.79 | 1000 | 687.8 | 0.5198 | 0.5273 | 0.895 | 0.125
Kadmat | 2025-01-02 16:00 | 1 | 2 | 16 | 7.69 | 391.6 | 28.62 | 28.78 | 7 | 21.78 | 5.85 | 1000 | 713.2 | 0.4314 | 0.3381 | 0.8943 | 0.1263
Kadmat | 2025-01-02 17:00 | 1 | 2 | 17 | 6.49 | 163 | 28.33 | 28.77 | 7 | 21.77 | 6.53 | 1000 | 725.3 | 0.2632 | 0.1434 | 0.8925 | 0.1411
Kadmat | 2025-01-02 18:00 | 1 | 2 | 18 | 6.32 | 0 | 28.15 | 28.74 | 7 | 21.74 | 5.91 | 1000 | 857.6 | 0.244 | 0 | 0.8897 | 0.1277
Kadmat | 2025-01-02 19:00 | 1 | 2 | 19 | 6.9 | 0 | 27.79 | 28.71 | 7 | 21.71 | 5.77 | 1000 | 873.7 | 0.316 | 0 | 0.886 | 0.1247
Kadmat | 2025-01-02 20:00 | 1 | 2 | 20 | 7.4 | 0 | 27.38 | 28.68 | 7 | 21.68 | 5.17 | 1000 | 801.8 | 0.3873 | 0 | 0.8817 | 0.1117
Kadmat | 2025-01-02 21:00 | 1 | 2 | 21 | 6.02 | 0 | 27.02 | 28.64 | 7 | 21.64 | 5.48 | 1000 | 802.8 | 0.2098 | 0 | 0.8771 | 0.1184
Kadmat | 2025-01-02 22:00 | 1 | 2 | 22 | 6.34 | 0 | 26.54 | 28.6 | 7 | 21.6 | 5.29 | 1000 | 697.3 | 0.2464 | 0 | 0.8725 | 0.1143
Kadmat | 2025-01-02 23:00 | 1 | 2 | 23 | 6.92 | 0 | 26.19 | 28.56 | 7 | 21.56 | 5.32 | 1000 | 547.7 | 0.3195 | 0 | 0.8682 | 0.115
Kadmat | 2025-01-03 00:00 | 1 | 3 | 0 | 7.35 | 0 | 25.9 | 28.53 | 7 | 21.53 | 5.98 | 1000 | 461.6 | 0.3801 | 0 | 0.8646 | 0.1292
Kadmat | 2025-01-03 01:00 | 1 | 3 | 1 | 7.46 | 0 | 25.7 | 28.51 | 7 | 21.51 | 6.09 | 1000 | 444.2 | 0.3963 | 0 | 0.8617 | 0.1315
Kadmat | 2025-01-03 02:00 | 1 | 3 | 2 | 7.03 | 0 | 25.57 | 28.49 | 7 | 21.49 | 6.27 | 1000 | 443.1 | 0.3341 | 0 | 0.86 | 0.1354
Kadmat | 2025-01-03 03:00 | 1 | 3 | 3 | 6.41 | 0 | 25.56 | 28.49 | 7 | 21.49 | 6.24 | 1000 | 436.4 | 0.2544 | 0 | 0.8593 | 0.1348
Kadmat | 2025-01-03 04:00 | 1 | 3 | 4 | 5.8 | 0 | 25.74 | 28.49 | 7 | 21.49 | 5.85 | 1000 | 412.1 | 0.1874 | 0 | 0.8599 | 0.1263
Kadmat | 2025-01-03 05:00 | 1 | 3 | 5 | 5.81 | 0 | 26.22 | 28.51 | 7 | 21.51 | 6.32 | 1000 | 462 | 0.189 | 0 | 0.8616 | 0.1364
Kadmat | 2025-01-03 06:00 | 1 | 3 | 6 | 4.89 | 0 | 26.37 | 28.53 | 7 | 21.53 | 5.6 | 1000 | 537.1 | 0.1088 | 0 | 0.8644 | 0.121
Kadmat | 2025-01-03 07:00 | 1 | 3 | 7 | 5.52 | 63 | 26.81 | 28.56 | 7 | 21.56 | 5.83 | 1000 | 591.9 | 0.16 | 0.0562 | 0.868 | 0.126
Kadmat | 2025-01-03 08:00 | 1 | 3 | 8 | 5.24 | 291.3 | 27.31 | 28.6 | 7 | 21.6 | 5 | 1000 | 614 | 0.137 | 0.2546 | 0.8722 | 0.1079
Kadmat | 2025-01-03 09:00 | 1 | 3 | 9 | 4.43 | 492.2 | 27.78 | 28.63 | 7 | 21.63 | 4.52 | 1000 | 643.1 | 0.0764 | 0.4228 | 0.8767 | 0.0975
Kadmat | 2025-01-03 10:00 | 1 | 3 | 10 | 4.09 | 647.4 | 28.2 | 28.67 | 7 | 21.67 | 4.12 | 1000 | 684.7 | 0.0561 | 0.5485 | 0.8812 | 0.0889
Kadmat | 2025-01-03 11:00 | 1 | 3 | 11 | 3.33 | 767.1 | 28.39 | 28.71 | 7 | 21.71 | 4.37 | 1000 | 696.4 | 0.0208 | 0.6433 | 0.8855 | 0.0944
Kadmat | 2025-01-03 12:00 | 1 | 3 | 12 | 3.3 | 920 | 28.63 | 28.74 | 7 | 21.74 | 4.52 | 1000 | 663.2 | 0.0198 | 0.7614 | 0.8891 | 0.0977
Kadmat | 2025-01-03 13:00 | 1 | 3 | 13 | 3.09 | 837.3 | 28.85 | 28.76 | 7 | 21.76 | 3.83 | 1000 | 703.3 | 0.0121 | 0.697 | 0.8919 | 0.0828
Kadmat | 2025-01-03 14:00 | 1 | 3 | 14 | 2.61 | 688 | 28.98 | 28.78 | 7 | 21.78 | 3.85 | 1000 | 680.3 | 0.002 | 0.5794 | 0.8936 | 0.0832
Kadmat | 2025-01-03 15:00 | 1 | 3 | 15 | 2.71 | 604.3 | 28.83 | 28.78 | 7 | 21.78 | 3.61 | 1000 | 674.2 | 0.0037 | 0.5126 | 0.8942 | 0.0779
Kadmat | 2025-01-03 16:00 | 1 | 3 | 16 | 3.8 | 338.9 | 28.81 | 28.78 | 7 | 21.78 | 3.58 | 1000 | 684.7 | 0.0409 | 0.2935 | 0.8936 | 0.0774
Kadmat | 2025-01-03 17:00 | 1 | 3 | 17 | 3.66 | 172 | 28.59 | 28.76 | 7 | 21.76 | 3.56 | 1000 | 745.4 | 0.0343 | 0.151 | 0.8918 | 0.077
Kadmat | 2025-01-03 18:00 | 1 | 3 | 18 | 3.41 | 0 | 28.21 | 28.74 | 7 | 21.74 | 3.31 | 1000 | 840.8 | 0.0237 | 0 | 0.8889 | 0.0716
Kadmat | 2025-01-03 19:00 | 1 | 3 | 19 | 3.89 | 0 | 27.64 | 28.71 | 7 | 21.71 | 3.51 | 1000 | 860 | 0.0455 | 0 | 0.8852 | 0.0758
Kadmat | 2025-01-03 20:00 | 1 | 3 | 20 | 4.81 | 0 | 27.58 | 28.67 | 7 | 21.67 | 3.38 | 1000 | 831.9 | 0.1033 | 0 | 0.8809 | 0.0731
Kadmat | 2025-01-03 21:00 | 1 | 3 | 21 | 3.81 | 0 | 26.79 | 28.63 | 7 | 21.63 | 3.7 | 1000 | 781.4 | 0.0413 | 0 | 0.8763 | 0.08
Kadmat | 2025-01-03 22:00 | 1 | 3 | 22 | 4.29 | 0 | 26.52 | 28.59 | 7 | 21.59 | 3.37 | 1000 | 647.9 | 0.0681 | 0 | 0.8717 | 0.0727
Kadmat | 2025-01-03 23:00 | 1 | 3 | 23 | 4.18 | 0 | 26.14 | 28.56 | 7 | 21.56 | 3.53 | 1000 | 530.8 | 0.0615 | 0 | 0.8675 | 0.0762
Kadmat | 2025-01-04 00:00 | 1 | 4 | 0 | 4.15 | 0 | 25.81 | 28.52 | 7 | 21.52 | 4.29 | 1000 | 465.2 | 0.0598 | 0 | 0.8638 | 0.0926
Kadmat | 2025-01-04 01:00 | 1 | 4 | 1 | 2.35 | 0 | 25.75 | 28.5 | 7 | 21.5 | 3.45 | 1000 | 419.9 | 0 | 0 | 0.861 | 0.0746
Kadmat | 2025-01-04 02:00 | 1 | 4 | 2 | 1.7 | 0 | 25.72 | 28.49 | 7 | 21.49 | 3.24 | 1000 | 429.1 | 0 | 0 | 0.8592 | 0.07
Kadmat | 2025-01-04 03:00 | 1 | 4 | 3 | 1.86 | 0 | 25.79 | 28.48 | 7 | 21.48 | 3.13 | 1000 | 411.8 | 0 | 0 | 0.8586 | 0.0675
Kadmat | 2025-01-04 04:00 | 1 | 4 | 4 | 1.39 | 0 | 26.07 | 28.48 | 7 | 21.48 | 3.23 | 1000 | 413.1 | 0 | 0 | 0.8592 | 0.0697
Kadmat | 2025-01-04 05:00 | 1 | 4 | 5 | 1.85 | 0 | 26.16 | 28.5 | 7 | 21.5 | 3.18 | 1000 | 472.7 | 0 | 0 | 0.8609 | 0.0687
Kadmat | 2025-01-04 06:00 | 1 | 4 | 6 | 1.83 | 0 | 26.63 | 28.52 | 7 | 21.52 | 3.34 | 1000 | 514.7 | 0 | 0 | 0.8636 | 0.0721
Kadmat | 2025-01-04 07:00 | 1 | 4 | 7 | 1.89 | 70.6 | 27.07 | 28.55 | 7 | 21.55 | 3.05 | 1000 | 612.5 | 0 | 0.0628 | 0.8672 | 0.066
Kadmat | 2025-01-04 08:00 | 1 | 4 | 8 | 1.59 | 327.7 | 27.55 | 28.59 | 7 | 21.59 | 3.19 | 1000 | 637 | 0 | 0.2854 | 0.8714 | 0.0689
Kadmat | 2025-01-04 09:00 | 1 | 4 | 9 | 1.57 | 519.3 | 27.95 | 28.63 | 7 | 21.63 | 3.34 | 1000 | 609.1 | 0 | 0.445 | 0.876 | 0.0721
Kadmat | 2025-01-04 10:00 | 1 | 4 | 10 | 1.76 | 631.4 | 28.39 | 28.67 | 7 | 21.67 | 2.92 | 1000 | 649.8 | 0 | 0.5353 | 0.8805 | 0.0631
Kadmat | 2025-01-04 11:00 | 1 | 4 | 11 | 1.03 | 843.9 | 28.81 | 28.7 | 7 | 21.7 | 2.8 | 1000 | 674.3 | 0 | 0.7022 | 0.8847 | 0.0605
Kadmat | 2025-01-04 12:00 | 1 | 4 | 12 | 1.13 | 807.3 | 29.01 | 28.73 | 7 | 21.73 | 2.76 | 1000 | 671 | 0 | 0.6733 | 0.8883 | 0.0597
Kadmat | 2025-01-04 13:00 | 1 | 4 | 13 | 1.62 | 767.4 | 29.18 | 28.76 | 7 | 21.76 | 3.14 | 1000 | 698.6 | 0 | 0.6417 | 0.8911 | 0.0677
Kadmat | 2025-01-04 14:00 | 1 | 4 | 14 | 1.77 | 783 | 29.36 | 28.77 | 7 | 21.77 | 3.33 | 1000 | 654.8 | 0 | 0.6534 | 0.8929 | 0.0718
Kadmat | 2025-01-04 15:00 | 1 | 4 | 15 | 1.32 | 653.2 | 29.32 | 28.78 | 7 | 21.78 | 3.48 | 1000 | 644.1 | 0 | 0.5509 | 0.8934 | 0.0751
Kadmat | 2025-01-04 16:00 | 1 | 4 | 16 | 1.07 | 436.4 | 28.97 | 28.77 | 7 | 21.77 | 3.38 | 1000 | 710.8 | 0 | 0.3749 | 0.8928 | 0.0729
Kadmat | 2025-01-04 17:00 | 1 | 4 | 17 | 1.15 | 176.7 | 28.6 | 28.76 | 7 | 21.76 | 3.45 | 1000 | 760.2 | 0 | 0.1551 | 0.891 | 0.0745
Kadmat | 2025-01-04 18:00 | 1 | 4 | 18 | 1.73 | 0 | 28.2 | 28.73 | 7 | 21.73 | 3.06 | 1000 | 838.2 | 0 | 0 | 0.8882 | 0.066
Kadmat | 2025-01-04 19:00 | 1 | 4 | 19 | 1.94 | 0 | 27.94 | 28.7 | 7 | 21.7 | 3.51 | 1000 | 869.8 | 0 | 0 | 0.8845 | 0.0759
Kadmat | 2025-01-04 20:00 | 1 | 4 | 20 | 2.27 | 0 | 27.58 | 28.66 | 7 | 21.66 | 3.86 | 1000 | 885.3 | 0 | 0 | 0.8802 | 0.0833
Kadmat | 2025-01-04 21:00 | 1 | 4 | 21 | 2.85 | 0 | 27.01 | 28.62 | 7 | 21.62 | 3.61 | 1000 | 758.8 | 0.0063 | 0 | 0.8756 | 0.078
Kadmat | 2025-01-04 22:00 | 1 | 4 | 22 | 2.45 | 0 | 26.56 | 28.59 | 7 | 21.59 | 3.48 | 1000 | 669.6 | 0 | 0 | 0.871 | 0.0751
Kadmat | 2025-01-04 23:00 | 1 | 4 | 23 | 1.43 | 0 | 26.3 | 28.55 | 7 | 21.55 | 3.86 | 1000 | 563 | 0 | 0 | 0.8667 | 0.0834
Kadmat | 2025-01-05 00:00 | 1 | 5 | 0 | 1.83 | 0 | 26.37 | 28.52 | 7 | 21.52 | 3.83 | 1000 | 484 | 0 | 0 | 0.8631 | 0.0828
Kadmat | 2025-01-05 01:00 | 1 | 5 | 1 | 1.88 | 0 | 25.97 | 28.49 | 7 | 21.49 | 3.69 | 1000 | 445.1 | 0 | 0 | 0.8602 | 0.0796
Kadmat | 2025-01-05 02:00 | 1 | 5 | 2 | 2.3 | 0 | 25.74 | 28.48 | 7 | 21.48 | 3.95 | 1000 | 440.3 | 0 | 0 | 0.8585 | 0.0852
Kadmat | 2025-01-05 03:00 | 1 | 5 | 3 | 2.29 | 0 | 25.88 | 28.47 | 7 | 21.47 | 4.25 | 1000 | 401.5 | 0 | 0 | 0.8578 | 0.0918
Kadmat | 2025-01-05 04:00 | 1 | 5 | 4 | 2.35 | 0 | 26.13 | 28.48 | 7 | 21.48 | 4.9 | 1000 | 451.4 | 0 | 0 | 0.8584 | 0.1058
Kadmat | 2025-01-05 05:00 | 1 | 5 | 5 | 3.24 | 0 | 26.49 | 28.49 | 7 | 21.49 | 4.95 | 1000 | 458.5 | 0.0177 | 0 | 0.8601 | 0.1068
Kadmat | 2025-01-05 06:00 | 1 | 5 | 6 | 2.84 | 0 | 26.67 | 28.52 | 7 | 21.52 | 5.12 | 1000 | 534.8 | 0.0062 | 0 | 0.8629 | 0.1105
Kadmat | 2025-01-05 07:00 | 1 | 5 | 7 | 2.8 | 72.3 | 26.97 | 28.55 | 7 | 21.55 | 5.43 | 1000 | 619.7 | 0.0053 | 0.0644 | 0.8665 | 0.1173
Kadmat | 2025-01-05 08:00 | 1 | 5 | 8 | 3.74 | 329 | 27.4 | 28.58 | 7 | 21.58 | 4.94 | 1000 | 602.7 | 0.0384 | 0.2867 | 0.8707 | 0.1067
Kadmat | 2025-01-05 09:00 | 1 | 5 | 9 | 3.84 | 516.1 | 28.01 | 28.62 | 7 | 21.62 | 5.59 | 1000 | 630.9 | 0.0429 | 0.4422 | 0.8752 | 0.1207
Kadmat | 2025-01-05 10:00 | 1 | 5 | 10 | 4.19 | 653.8 | 28.55 | 28.66 | 7 | 21.66 | 6.29 | 1000 | 691.5 | 0.0623 | 0.5529 | 0.8797 | 0.1359
Kadmat | 2025-01-05 11:00 | 1 | 5 | 11 | 5.47 | 869 | 28.96 | 28.7 | 7 | 21.7 | 6.76 | 1000 | 684.4 | 0.1558 | 0.7212 | 0.884 | 0.1461
Kadmat | 2025-01-05 12:00 | 1 | 5 | 12 | 5.59 | 923 | 29.43 | 28.73 | 7 | 21.73 | 6.57 | 1000 | 649.8 | 0.1669 | 0.7613 | 0.8876 | 0.1419
Kadmat | 2025-01-05 13:00 | 1 | 5 | 13 | 6.66 | 827.8 | 29.48 | 28.75 | 7 | 21.75 | 6.63 | 1000 | 680.5 | 0.2847 | 0.688 | 0.8904 | 0.1432
Kadmat | 2025-01-05 14:00 | 1 | 5 | 14 | 6 | 755 | 29.79 | 28.77 | 7 | 21.77 | 6.21 | 1000 | 666.5 | 0.2068 | 0.6305 | 0.8921 | 0.1341
Kadmat | 2025-01-05 15:00 | 1 | 5 | 15 | 6.24 | 612.1 | 29.74 | 28.77 | 7 | 21.77 | 5.73 | 1000 | 661.8 | 0.2345 | 0.5171 | 0.8927 | 0.1238
Kadmat | 2025-01-05 16:00 | 1 | 5 | 16 | 5.47 | 436 | 29.29 | 28.76 | 7 | 21.76 | 6.64 | 1000 | 677.8 | 0.1558 | 0.3741 | 0.892 | 0.1435
Kadmat | 2025-01-05 17:00 | 1 | 5 | 17 | 5.87 | 194.8 | 28.88 | 28.75 | 7 | 21.75 | 5.52 | 1000 | 770.6 | 0.1944 | 0.1706 | 0.8902 | 0.1192
Kadmat | 2025-01-05 18:00 | 1 | 5 | 18 | 6.99 | 0 | 28.65 | 28.73 | 7 | 21.73 | 5.51 | 1000 | 845.2 | 0.3284 | 0 | 0.8874 | 0.119
Kadmat | 2025-01-05 19:00 | 1 | 5 | 19 | 7.11 | 0 | 28.26 | 28.69 | 7 | 21.69 | 5.4 | 1000 | 854.2 | 0.3453 | 0 | 0.8837 | 0.1165
Kadmat | 2025-01-05 20:00 | 1 | 5 | 20 | 6.53 | 0 | 27.67 | 28.66 | 7 | 21.66 | 5.73 | 1000 | 843.5 | 0.2688 | 0 | 0.8794 | 0.1237
Kadmat | 2025-01-05 21:00 | 1 | 5 | 21 | 5.31 | 0 | 27.33 | 28.62 | 7 | 21.62 | 6.15 | 1000 | 775 | 0.1424 | 0 | 0.8748 | 0.1328
Kadmat | 2025-01-05 22:00 | 1 | 5 | 22 | 5.91 | 0 | 27.1 | 28.58 | 7 | 21.58 | 5.29 | 1000 | 641.4 | 0.198 | 0 | 0.8702 | 0.1144
Kadmat | 2025-01-05 23:00 | 1 | 5 | 23 | 6.44 | 0 | 26.92 | 28.54 | 7 | 21.54 | 5.45 | 1000 | 553.1 | 0.258 | 0 | 0.866 | 0.1178
Kadmat | 2025-01-06 00:00 | 1 | 6 | 0 | 6.8 | 0 | 26.55 | 28.51 | 7 | 21.51 | 4.88 | 1000 | 496.9 | 0.303 | 0 | 0.8623 | 0.1054
Kadmat | 2025-01-06 01:00 | 1 | 6 | 1 | 6.36 | 0 | 26.45 | 28.49 | 7 | 21.49 | 5.22 | 1000 | 457.1 | 0.2487 | 0 | 0.8595 | 0.1127
Kadmat | 2025-01-06 02:00 | 1 | 6 | 2 | 6.72 | 0 | 26.17 | 28.47 | 7 | 21.47 | 5.24 | 1000 | 416.3 | 0.2932 | 0 | 0.8577 | 0.1131
Kadmat | 2025-01-06 03:00 | 1 | 6 | 3 | 5.85 | 0 | 26.1 | 28.47 | 7 | 21.47 | 5.41 | 1000 | 435.4 | 0.192 | 0 | 0.8571 | 0.1168
Kadmat | 2025-01-06 04:00 | 1 | 6 | 4 | 4.59 | 0 | 26.41 | 28.47 | 7 | 21.47 | 5.43 | 1000 | 415.6 | 0.0877 | 0 | 0.8576 | 0.1173
Kadmat | 2025-01-06 05:00 | 1 | 6 | 5 | 4.98 | 0 | 26.47 | 28.49 | 7 | 21.49 | 5.34 | 1000 | 449.3 | 0.1153 | 0 | 0.8594 | 0.1153
Kadmat | 2025-01-06 06:00 | 1 | 6 | 6 | 4.23 | 0 | 26.69 | 28.51 | 7 | 21.51 | 5.95 | 1000 | 535.2 | 0.0642 | 0 | 0.8621 | 0.1286
Kadmat | 2025-01-06 07:00 | 1 | 6 | 7 | 4.43 | 69.5 | 26.87 | 28.54 | 7 | 21.54 | 5.71 | 1000 | 613 | 0.0766 | 0.0619 | 0.8657 | 0.1233
Kadmat | 2025-01-06 08:00 | 1 | 6 | 8 | 4.16 | 247.2 | 27.34 | 28.58 | 7 | 21.58 | 6.05 | 1000 | 649.4 | 0.0604 | 0.2168 | 0.8699 | 0.1306
Kadmat | 2025-01-06 09:00 | 1 | 6 | 9 | 4.67 | 503.6 | 27.79 | 28.62 | 7 | 21.62 | 5.62 | 1000 | 662.8 | 0.0935 | 0.4323 | 0.8744 | 0.1215
Kadmat | 2025-01-06 10:00 | 1 | 6 | 10 | 4.36 | 649.8 | 28.18 | 28.65 | 7 | 21.65 | 5.99 | 1000 | 663.8 | 0.0723 | 0.5505 | 0.879 | 0.1294
Kadmat | 2025-01-06 11:00 | 1 | 6 | 11 | 4.23 | 815.3 | 28.5 | 28.69 | 7 | 21.69 | 6.14 | 1000 | 717.6 | 0.0643 | 0.6808 | 0.8832 | 0.1326
Kadmat | 2025-01-06 12:00 | 1 | 6 | 12 | 5.69 | 919.6 | 28.51 | 28.72 | 7 | 21.72 | 5.34 | 1000 | 685.4 | 0.177 | 0.7614 | 0.8868 | 0.1153
Kadmat | 2025-01-06 13:00 | 1 | 6 | 13 | 5.96 | 864.7 | 28.74 | 28.74 | 7 | 21.74 | 4.78 | 1000 | 682.5 | 0.2034 | 0.7185 | 0.8896 | 0.1033
Kadmat | 2025-01-06 14:00 | 1 | 6 | 14 | 6.8 | 661.6 | 28.86 | 28.76 | 7 | 21.76 | 5.08 | 1000 | 695 | 0.303 | 0.5586 | 0.8913 | 0.1097
Kadmat | 2025-01-06 15:00 | 1 | 6 | 15 | 5.61 | 617.9 | 28.8 | 28.76 | 7 | 21.76 | 5.16 | 1000 | 628.6 | 0.169 | 0.5236 | 0.8919 | 0.1115
Kadmat | 2025-01-06 16:00 | 1 | 6 | 16 | 4.73 | 358.6 | 28.74 | 28.76 | 7 | 21.76 | 5.58 | 1000 | 708.7 | 0.0973 | 0.3102 | 0.8913 | 0.1205
Kadmat | 2025-01-06 17:00 | 1 | 6 | 17 | 5.51 | 151.7 | 28.54 | 28.74 | 7 | 21.74 | 5.38 | 1000 | 764.8 | 0.1589 | 0.1334 | 0.8895 | 0.1162
Kadmat | 2025-01-06 18:00 | 1 | 6 | 18 | 6.94 | 0 | 28.34 | 28.72 | 7 | 21.72 | 5.64 | 1000 | 827.3 | 0.3211 | 0 | 0.8866 | 0.1218
Kadmat | 2025-01-06 19:00 | 1 | 6 | 19 | 6.35 | 0 | 27.71 | 28.69 | 7 | 21.69 | 5.22 | 1000 | 869.4 | 0.2474 | 0 | 0.8829 | 0.1128
Kadmat | 2025-01-06 20:00 | 1 | 6 | 20 | 5.59 | 0 | 27.5 | 28.65 | 7 | 21.65 | 5.53 | 1000 | 848 | 0.1673 | 0 | 0.8787 | 0.1195
Kadmat | 2025-01-06 21:00 | 1 | 6 | 21 | 3.97 | 0 | 27.15 | 28.61 | 7 | 21.61 | 6.02 | 1000 | 756.4 | 0.0488 | 0 | 0.8741 | 0.13
Kadmat | 2025-01-06 22:00 | 1 | 6 | 22 | 4.47 | 0 | 26.91 | 28.57 | 7 | 21.57 | 5.61 | 1000 | 650.4 | 0.079 | 0 | 0.8695 | 0.1211
Kadmat | 2025-01-06 23:00 | 1 | 6 | 23 | 4.36 | 0 | 26.66 | 28.54 | 7 | 21.54 | 5.32 | 1000 | 553.1 | 0.0725 | 0 | 0.8652 | 0.1149
Kadmat | 2025-01-07 00:00 | 1 | 7 | 0 | 5.03 | 0 | 26.46 | 28.51 | 7 | 21.51 | 5.17 | 1000 | 468.6 | 0.1192 | 0 | 0.8615 | 0.1117
Kadmat | 2025-01-07 01:00 | 1 | 7 | 1 | 5.21 | 0 | 26.25 | 28.48 | 7 | 21.48 | 5.11 | 1000 | 462.4 | 0.1342 | 0 | 0.8587 | 0.1104
Kadmat | 2025-01-07 02:00 | 1 | 7 | 2 | 5.87 | 0 | 26.16 | 28.47 | 7 | 21.47 | 5.79 | 1000 | 417.4 | 0.194 | 0 | 0.857 | 0.125
Kadmat | 2025-01-07 03:00 | 1 | 7 | 3 | 5.5 | 0 | 26.17 | 28.46 | 7 | 21.46 | 5.98 | 1000 | 426.1 | 0.1582 | 0 | 0.8563 | 0.1292
Kadmat | 2025-01-07 04:00 | 1 | 7 | 4 | 5.05 | 0 | 26.11 | 28.47 | 7 | 21.47 | 6.09 | 1000 | 426.8 | 0.1215 | 0 | 0.8569 | 0.1315
Kadmat | 2025-01-07 05:00 | 1 | 7 | 5 | 5.76 | 0 | 26.55 | 28.48 | 7 | 21.48 | 6.14 | 1000 | 464.9 | 0.1833 | 0 | 0.8586 | 0.1327
Kadmat | 2025-01-07 06:00 | 1 | 7 | 6 | 5.66 | 0 | 26.86 | 28.5 | 7 | 21.5 | 5.78 | 1000 | 532.6 | 0.1742 | 0 | 0.8614 | 0.1248
Kadmat | 2025-01-07 07:00 | 1 | 7 | 7 | 5.3 | 69.9 | 27.45 | 28.53 | 7 | 21.53 | 5.98 | 1000 | 576.1 | 0.142 | 0.0621 | 0.865 | 0.1292
Kadmat | 2025-01-07 08:00 | 1 | 7 | 8 | 5.42 | 327.1 | 27.76 | 28.57 | 7 | 21.57 | 5.54 | 1000 | 596.9 | 0.1515 | 0.2847 | 0.8692 | 0.1197
Kadmat | 2025-01-07 09:00 | 1 | 7 | 9 | 6.26 | 560 | 28.08 | 28.61 | 7 | 21.61 | 5.15 | 1000 | 644.7 | 0.2365 | 0.478 | 0.8737 | 0.1111
Kadmat | 2025-01-07 10:00 | 1 | 7 | 10 | 7.65 | 655 | 28.45 | 28.65 | 7 | 21.65 | 4.85 | 1000 | 685 | 0.4246 | 0.5542 | 0.8782 | 0.1047
Kadmat | 2025-01-07 11:00 | 1 | 7 | 11 | 7.29 | 790.6 | 28.78 | 28.68 | 7 | 21.68 | 4.69 | 1000 | 678.2 | 0.3716 | 0.6608 | 0.8824 | 0.1013
Kadmat | 2025-01-07 12:00 | 1 | 7 | 12 | 8.58 | 860.1 | 29.12 | 28.71 | 7 | 21.71 | 4.54 | 1000 | 711.5 | 0.5763 | 0.714 | 0.8861 | 0.0982
Kadmat | 2025-01-07 13:00 | 1 | 7 | 13 | 8.3 | 817.8 | 29.24 | 28.74 | 7 | 21.74 | 4.82 | 1000 | 681.6 | 0.5295 | 0.6809 | 0.8888 | 0.1042
Kadmat | 2025-01-07 14:00 | 1 | 7 | 14 | 8.7 | 816.5 | 29.51 | 28.75 | 7 | 21.75 | 5.58 | 1000 | 667.2 | 0.5948 | 0.6792 | 0.8906 | 0.1206
Kadmat | 2025-01-07 15:00 | 1 | 7 | 15 | 8.96 | 572.7 | 29.39 | 28.76 | 7 | 21.76 | 5.8 | 1000 | 664.7 | 0.637 | 0.486 | 0.8912 | 0.1253
Kadmat | 2025-01-07 16:00 | 1 | 7 | 16 | 7.83 | 449.2 | 29.19 | 28.75 | 7 | 21.75 | 5.96 | 1000 | 672.5 | 0.4529 | 0.3852 | 0.8905 | 0.1287
Kadmat | 2025-01-07 17:00 | 1 | 7 | 17 | 8.57 | 199.8 | 28.99 | 28.74 | 7 | 21.74 | 5.89 | 1000 | 736.1 | 0.5749 | 0.1748 | 0.8887 | 0.1271
Kadmat | 2025-01-07 18:00 | 1 | 7 | 18 | 8.61 | 0 | 28.51 | 28.71 | 7 | 21.71 | 5.77 | 1000 | 856.7 | 0.5815 | 0 | 0.8859 | 0.1246
Kadmat | 2025-01-07 19:00 | 1 | 7 | 19 | 8.04 | 0 | 27.92 | 28.68 | 7 | 21.68 | 5.1 | 1000 | 830.4 | 0.4867 | 0 | 0.8822 | 0.1101
Kadmat | 2025-01-07 20:00 | 1 | 7 | 20 | 9.74 | 0 | 27.56 | 28.64 | 7 | 21.64 | 6.13 | 1000 | 831.5 | 0.7481 | 0 | 0.8779 | 0.1324
Kadmat | 2025-01-07 21:00 | 1 | 7 | 21 | 7.65 | 0 | 26.87 | 28.61 | 7 | 21.61 | 5.27 | 1000 | 790.4 | 0.4255 | 0 | 0.8733 | 0.1139
Kadmat | 2025-01-07 22:00 | 1 | 7 | 22 | 7.41 | 0 | 26.59 | 28.57 | 7 | 21.57 | 5.1 | 1000 | 670 | 0.3879 | 0 | 0.8687 | 0.1102
Kadmat | 2025-01-07 23:00 | 1 | 7 | 23 | 8.74 | 0 | 26.48 | 28.53 | 7 | 21.53 | 5.06 | 1000 | 553 | 0.6015 | 0 | 0.8645 | 0.1092
Kadmat | 2025-01-08 00:00 | 1 | 8 | 0 | 9.14 | 0 | 26.15 | 28.5 | 7 | 21.5 | 4.72 | 1000 | 470.3 | 0.6635 | 0 | 0.8608 | 0.102
Kadmat | 2025-01-08 01:00 | 1 | 8 | 1 | 8.79 | 0 | 26.18 | 28.47 | 7 | 21.47 | 5.4 | 1000 | 455.1 | 0.6093 | 0 | 0.858 | 0.1165
Kadmat | 2025-01-08 02:00 | 1 | 8 | 2 | 8.21 | 0 | 26.29 | 28.46 | 7 | 21.46 | 4.79 | 1000 | 437.5 | 0.5147 | 0 | 0.8562 | 0.1034
Kadmat | 2025-01-08 03:00 | 1 | 8 | 3 | 7.68 | 0 | 26.31 | 28.45 | 7 | 21.45 | 5.98 | 1000 | 434.2 | 0.4294 | 0 | 0.8556 | 0.1291
Kadmat | 2025-01-08 04:00 | 1 | 8 | 4 | 9.25 | 0 | 26.34 | 28.46 | 7 | 21.46 | 5.59 | 1000 | 403.8 | 0.6799 | 0 | 0.8561 | 0.1208
Kadmat | 2025-01-08 05:00 | 1 | 8 | 5 | 8.62 | 0 | 26.56 | 28.47 | 7 | 21.47 | 4.92 | 1000 | 462.1 | 0.5818 | 0 | 0.8579 | 0.1062
Kadmat | 2025-01-08 06:00 | 1 | 8 | 6 | 7.55 | 0 | 26.84 | 28.5 | 7 | 21.5 | 5.28 | 1000 | 538 | 0.4092 | 0 | 0.8606 | 0.1141
Kadmat | 2025-01-08 07:00 | 1 | 8 | 7 | 6.75 | 68.5 | 27.21 | 28.53 | 7 | 21.53 | 4.83 | 1000 | 579.9 | 0.2974 | 0.0609 | 0.8642 | 0.1044
Kadmat | 2025-01-08 08:00 | 1 | 8 | 8 | 7.19 | 297.9 | 27.59 | 28.56 | 7 | 21.56 | 5.02 | 1000 | 643.7 | 0.3569 | 0.2601 | 0.8684 | 0.1085
Kadmat | 2025-01-08 09:00 | 1 | 8 | 9 | 7.64 | 481.5 | 27.89 | 28.6 | 7 | 21.6 | 5.57 | 1000 | 650.3 | 0.4241 | 0.4138 | 0.8729 | 0.1202
Kadmat | 2025-01-08 10:00 | 1 | 8 | 10 | 7.41 | 531.5 | 28.23 | 28.64 | 7 | 21.64 | 5.66 | 1000 | 664.9 | 0.3889 | 0.4544 | 0.8775 | 0.1222
Kadmat | 2025-01-08 11:00 | 1 | 8 | 11 | 8.13 | 819.3 | 28.8 | 28.68 | 7 | 21.68 | 5.29 | 1000 | 682.1 | 0.5014 | 0.6832 | 0.8817 | 0.1143
Kadmat | 2025-01-08 12:00 | 1 | 8 | 12 | 8.87 | 926.5 | 29.2 | 28.71 | 7 | 21.71 | 5.67 | 1000 | 671.5 | 0.6227 | 0.7647 | 0.8853 | 0.1225
Kadmat | 2025-01-08 13:00 | 1 | 8 | 13 | 8.74 | 824.5 | 29.27 | 28.73 | 7 | 21.73 | 5.8 | 1000 | 697.5 | 0.6016 | 0.686 | 0.8881 | 0.1252
Kadmat | 2025-01-08 14:00 | 1 | 8 | 14 | 7.9 | 757.1 | 29.14 | 28.75 | 7 | 21.75 | 5.59 | 1000 | 663.6 | 0.4643 | 0.6337 | 0.8898 | 0.1207
Kadmat | 2025-01-08 15:00 | 1 | 8 | 15 | 6.86 | 655.4 | 29.06 | 28.75 | 7 | 21.75 | 5.49 | 1000 | 658.6 | 0.3117 | 0.5532 | 0.8904 | 0.1186
Kadmat | 2025-01-08 16:00 | 1 | 8 | 16 | 7.76 | 412.9 | 28.88 | 28.75 | 7 | 21.75 | 5.37 | 1000 | 669.3 | 0.4433 | 0.3555 | 0.8898 | 0.1161
Kadmat | 2025-01-08 17:00 | 1 | 8 | 17 | 7.69 | 169 | 28.26 | 28.73 | 7 | 21.73 | 5.84 | 1000 | 752.5 | 0.4321 | 0.1486 | 0.888 | 0.1261
Kadmat | 2025-01-08 18:00 | 1 | 8 | 18 | 7.14 | 0 | 27.83 | 28.71 | 7 | 21.71 | 5.96 | 1000 | 787.9 | 0.3502 | 0 | 0.8851 | 0.1287
Kadmat | 2025-01-08 19:00 | 1 | 8 | 19 | 8.47 | 0 | 27.21 | 28.67 | 7 | 21.67 | 5.29 | 1000 | 843.3 | 0.5589 | 0 | 0.8814 | 0.1142
Kadmat | 2025-01-08 20:00 | 1 | 8 | 20 | 9.66 | 0 | 26.89 | 28.64 | 7 | 21.64 | 5.45 | 1000 | 853.7 | 0.7374 | 0 | 0.8771 | 0.1177
Kadmat | 2025-01-08 21:00 | 1 | 8 | 21 | 10.2 | 0 | 26.49 | 28.6 | 7 | 21.6 | 5.17 | 1000 | 783.2 | 0.8042 | 0 | 0.8725 | 0.1116
Kadmat | 2025-01-08 22:00 | 1 | 8 | 22 | 9.38 | 0 | 26.04 | 28.56 | 7 | 21.56 | 4.46 | 1000 | 673.6 | 0.6987 | 0 | 0.868 | 0.0964
Kadmat | 2025-01-08 23:00 | 1 | 8 | 23 | 9.34 | 0 | 25.82 | 28.52 | 7 | 21.52 | 4.54 | 1000 | 574 | 0.6924 | 0 | 0.8637 | 0.0982
Kadmat | 2025-01-09 00:00 | 1 | 9 | 0 | 8.5 | 0 | 25.74 | 28.49 | 7 | 21.49 | 4.53 | 1000 | 477.8 | 0.5641 | 0 | 0.86 | 0.0978
Kadmat | 2025-01-09 01:00 | 1 | 9 | 1 | 9 | 0 | 26.02 | 28.47 | 7 | 21.47 | 4.44 | 1000 | 460.9 | 0.6428 | 0 | 0.8572 | 0.0959
Kadmat | 2025-01-09 02:00 | 1 | 9 | 2 | 8.69 | 0 | 25.71 | 28.45 | 7 | 21.45 | 4.12 | 1000 | 424.8 | 0.5941 | 0 | 0.8555 | 0.089
Kadmat | 2025-01-09 03:00 | 1 | 9 | 3 | 8.62 | 0 | 25.79 | 28.45 | 7 | 21.45 | 4.47 | 1000 | 422.6 | 0.5828 | 0 | 0.8548 | 0.0966
Kadmat | 2025-01-09 04:00 | 1 | 9 | 4 | 8.79 | 0 | 26.04 | 28.45 | 7 | 21.45 | 4.87 | 1000 | 431.7 | 0.6093 | 0 | 0.8554 | 0.1052
Kadmat | 2025-01-09 05:00 | 1 | 9 | 5 | 9.01 | 0 | 26.28 | 28.47 | 7 | 21.47 | 5.27 | 1000 | 485 | 0.6434 | 0 | 0.8571 | 0.1139
Kadmat | 2025-01-09 06:00 | 1 | 9 | 6 | 9.23 | 0 | 26.49 | 28.49 | 7 | 21.49 | 5.02 | 1000 | 525.1 | 0.676 | 0 | 0.8599 | 0.1085
Kadmat | 2025-01-09 07:00 | 1 | 9 | 7 | 8.18 | 65.3 | 26.76 | 28.52 | 7 | 21.52 | 4.81 | 1000 | 581.6 | 0.5109 | 0.0582 | 0.8635 | 0.1038
Kadmat | 2025-01-09 08:00 | 1 | 9 | 8 | 8.56 | 305.6 | 27.3 | 28.56 | 7 | 21.56 | 4.86 | 1000 | 614.5 | 0.5732 | 0.2669 | 0.8677 | 0.1049
Kadmat | 2025-01-09 09:00 | 1 | 9 | 9 | 10.4 | 521.8 | 27.59 | 28.6 | 7 | 21.6 | 4.45 | 1000 | 626.8 | 0.8264 | 0.4475 | 0.8722 | 0.0961
Kadmat | 2025-01-09 10:00 | 1 | 9 | 10 | 9.5 | 745.9 | 27.83 | 28.63 | 7 | 21.63 | 4.62 | 1000 | 637.7 | 0.7168 | 0.6279 | 0.8767 | 0.0998
Kadmat | 2025-01-09 11:00 | 1 | 9 | 11 | 9.84 | 716.6 | 28.2 | 28.67 | 7 | 21.67 | 4.35 | 1000 | 689.1 | 0.7623 | 0.6038 | 0.8809 | 0.094
Kadmat | 2025-01-09 12:00 | 1 | 9 | 12 | 9.27 | 898.6 | 28.31 | 28.7 | 7 | 21.7 | 3.98 | 1000 | 700.7 | 0.6821 | 0.7458 | 0.8845 | 0.0859
Kadmat | 2025-01-09 13:00 | 1 | 9 | 13 | 9.8 | 879.7 | 28.39 | 28.72 | 7 | 21.72 | 3.98 | 1000 | 663.2 | 0.7563 | 0.7311 | 0.8873 | 0.086
Kadmat | 2025-01-09 14:00 | 1 | 9 | 14 | 9.32 | 820.9 | 28.36 | 28.74 | 7 | 21.74 | 4.67 | 1000 | 640 | 0.69 | 0.6855 | 0.8891 | 0.1009
Kadmat | 2025-01-09 15:00 | 1 | 9 | 15 | 8.09 | 665.2 | 28.33 | 28.74 | 7 | 21.74 | 4.64 | 1000 | 675.2 | 0.4959 | 0.5625 | 0.8896 | 0.1003
Kadmat | 2025-01-09 16:00 | 1 | 9 | 16 | 7.8 | 391.4 | 28.11 | 28.74 | 7 | 21.74 | 4.8 | 1000 | 725.2 | 0.4491 | 0.3385 | 0.889 | 0.1038
Kadmat | 2025-01-09 17:00 | 1 | 9 | 17 | 7.78 | 201.6 | 27.66 | 28.72 | 7 | 21.72 | 4.09 | 1000 | 812.4 | 0.4453 | 0.1772 | 0.8872 | 0.0883
Kadmat | 2025-01-09 18:00 | 1 | 9 | 18 | 6.88 | 0 | 27.46 | 28.7 | 7 | 21.7 | 4.2 | 1000 | 869 | 0.3143 | 0 | 0.8844 | 0.0907
Kadmat | 2025-01-09 19:00 | 1 | 9 | 19 | 8.37 | 0 | 27.14 | 28.67 | 7 | 21.67 | 3.93 | 1000 | 908.6 | 0.5412 | 0 | 0.8807 | 0.0848
Kadmat | 2025-01-09 20:00 | 1 | 9 | 20 | 8.64 | 0 | 26.88 | 28.63 | 7 | 21.63 | 4.17 | 1000 | 838.4 | 0.5858 | 0 | 0.8764 | 0.0902
Kadmat | 2025-01-09 21:00 | 1 | 9 | 21 | 6.79 | 0 | 26.45 | 28.59 | 7 | 21.59 | 4.03 | 1000 | 776.2 | 0.3022 | 0 | 0.8718 | 0.087
Kadmat | 2025-01-09 22:00 | 1 | 9 | 22 | 5.69 | 0 | 26.31 | 28.55 | 7 | 21.55 | 4.34 | 1000 | 671.2 | 0.1773 | 0 | 0.8672 | 0.0936
Kadmat | 2025-01-09 23:00 | 1 | 9 | 23 | 5.85 | 0 | 25.96 | 28.52 | 7 | 21.52 | 4.19 | 1000 | 567.6 | 0.192 | 0 | 0.8629 | 0.0906
Kadmat | 2025-01-10 00:00 | 1 | 10 | 0 | 5.54 | 0 | 25.8 | 28.49 | 7 | 21.49 | 4.7 | 1000 | 461.4 | 0.162 | 0 | 0.8593 | 0.1015
Kadmat | 2025-01-10 01:00 | 1 | 10 | 1 | 4.88 | 0 | 25.68 | 28.46 | 7 | 21.46 | 4.55 | 1000 | 413.6 | 0.1082 | 0 | 0.8565 | 0.0984
Kadmat | 2025-01-10 02:00 | 1 | 10 | 2 | 5.22 | 0 | 25.62 | 28.45 | 7 | 21.45 | 4.63 | 1000 | 433.9 | 0.1354 | 0 | 0.8547 | 0.1
Kadmat | 2025-01-10 03:00 | 1 | 10 | 3 | 6.18 | 0 | 25.72 | 28.44 | 7 | 21.44 | 4.56 | 1000 | 412.7 | 0.2282 | 0 | 0.8541 | 0.0986
Kadmat | 2025-01-10 04:00 | 1 | 10 | 4 | 6.34 | 0 | 26.1 | 28.45 | 7 | 21.45 | 3.83 | 1000 | 440.5 | 0.2463 | 0 | 0.8546 | 0.0827
Kadmat | 2025-01-10 05:00 | 1 | 10 | 5 | 7.12 | 0 | 26.3 | 28.46 | 7 | 21.46 | 4.03 | 1000 | 453.4 | 0.3461 | 0 | 0.8564 | 0.0871
Kadmat | 2025-01-10 06:00 | 1 | 10 | 6 | 6.77 | 0 | 26.83 | 28.48 | 7 | 21.48 | 3.41 | 1000 | 516.9 | 0.2991 | 0 | 0.8591 | 0.0736
Kadmat | 2025-01-10 07:00 | 1 | 10 | 7 | 7.11 | 66.6 | 27.03 | 28.52 | 7 | 21.52 | 3.39 | 1000 | 571.5 | 0.345 | 0.0593 | 0.8627 | 0.0732
Kadmat | 2025-01-10 08:00 | 1 | 10 | 8 | 6.55 | 313.8 | 27.56 | 28.55 | 7 | 21.55 | 3.69 | 1000 | 611 | 0.2705 | 0.2736 | 0.8669 | 0.0797
Kadmat | 2025-01-10 09:00 | 1 | 10 | 9 | 7.21 | 490.4 | 27.66 | 28.59 | 7 | 21.59 | 3.72 | 1000 | 700 | 0.3601 | 0.4216 | 0.8714 | 0.0805
Kadmat | 2025-01-10 10:00 | 1 | 10 | 10 | 5.75 | 692.4 | 28.09 | 28.63 | 7 | 21.63 | 3.94 | 1000 | 651.7 | 0.1825 | 0.5848 | 0.8759 | 0.0851
Kadmat | 2025-01-10 11:00 | 1 | 10 | 11 | 6 | 839.1 | 28.27 | 28.66 | 7 | 21.66 | 3.81 | 1000 | 653.3 | 0.2068 | 0.6999 | 0.8802 | 0.0824
Kadmat | 2025-01-10 12:00 | 1 | 10 | 12 | 6.66 | 832.9 | 28.78 | 28.69 | 7 | 21.69 | 3.56 | 1000 | 696.7 | 0.2856 | 0.6938 | 0.8838 | 0.077
Kadmat | 2025-01-10 13:00 | 1 | 10 | 13 | 6.67 | 852 | 29.07 | 28.72 | 7 | 21.72 | 3.7 | 1000 | 671 | 0.2871 | 0.7078 | 0.8866 | 0.08
Kadmat | 2025-01-10 14:00 | 1 | 10 | 14 | 6.59 | 798.9 | 28.84 | 28.73 | 7 | 21.73 | 4.1 | 1000 | 695 | 0.2768 | 0.6671 | 0.8883 | 0.0886
Kadmat | 2025-01-10 15:00 | 1 | 10 | 15 | 6.58 | 550.6 | 28.59 | 28.74 | 7 | 21.74 | 4.2 | 1000 | 685.8 | 0.2754 | 0.4695 | 0.8889 | 0.0907
Kadmat | 2025-01-10 16:00 | 1 | 10 | 16 | 7.66 | 435.2 | 28.62 | 28.73 | 7 | 21.73 | 4.44 | 1000 | 696.7 | 0.4273 | 0.3744 | 0.8882 | 0.096
Kadmat | 2025-01-10 17:00 | 1 | 10 | 17 | 8.01 | 168.1 | 28.25 | 28.72 | 7 | 21.72 | 4.21 | 1000 | 772.3 | 0.4827 | 0.1479 | 0.8864 | 0.091
Kadmat | 2025-01-10 18:00 | 1 | 10 | 18 | 7.51 | 0 | 27.9 | 28.69 | 7 | 21.69 | 4.13 | 1000 | 804.4 | 0.4035 | 0 | 0.8836 | 0.0891
Kadmat | 2025-01-10 19:00 | 1 | 10 | 19 | 7.64 | 0 | 27.59 | 28.66 | 7 | 21.66 | 4.72 | 1000 | 820.9 | 0.4232 | 0 | 0.8799 | 0.1019
Kadmat | 2025-01-10 20:00 | 1 | 10 | 20 | 7.83 | 0 | 27.14 | 28.63 | 7 | 21.63 | 4.55 | 1000 | 849.2 | 0.4536 | 0 | 0.8756 | 0.0982
Kadmat | 2025-01-10 21:00 | 1 | 10 | 21 | 6.3 | 0 | 26.66 | 28.59 | 7 | 21.59 | 4.38 | 1000 | 802.2 | 0.241 | 0 | 0.871 | 0.0946
Kadmat | 2025-01-10 22:00 | 1 | 10 | 22 | 6.07 | 0 | 26.25 | 28.55 | 7 | 21.55 | 4.17 | 1000 | 667 | 0.2145 | 0 | 0.8665 | 0.0901
Kadmat | 2025-01-10 23:00 | 1 | 10 | 23 | 4.45 | 0 | 25.95 | 28.51 | 7 | 21.51 | 4.01 | 1000 | 572.9 | 0.078 | 0 | 0.8622 | 0.0866
Kadmat | 2025-01-11 00:00 | 1 | 11 | 0 | 3.64 | 0 | 25.77 | 28.48 | 7 | 21.48 | 4.32 | 1000 | 459.2 | 0.0335 | 0 | 0.8585 | 0.0934
Kadmat | 2025-01-11 01:00 | 1 | 11 | 1 | 2.82 | 0 | 25.59 | 28.46 | 7 | 21.46 | 4.13 | 1000 | 443.2 | 0.0057 | 0 | 0.8557 | 0.0893
Kadmat | 2025-01-11 02:00 | 1 | 11 | 2 | 3.23 | 0 | 25.51 | 28.44 | 7 | 21.44 | 3.78 | 1000 | 438.6 | 0.0172 | 0 | 0.8539 | 0.0816
Kadmat | 2025-01-11 03:00 | 1 | 11 | 3 | 2.54 | 0 | 25.71 | 28.43 | 7 | 21.43 | 3.89 | 1000 | 409.7 | 0.0006 | 0 | 0.8533 | 0.0841
Kadmat | 2025-01-11 04:00 | 1 | 11 | 4 | 2.82 | 0 | 25.87 | 28.44 | 7 | 21.44 | 3.71 | 1000 | 419.6 | 0.0058 | 0 | 0.8539 | 0.0801
Kadmat | 2025-01-11 05:00 | 1 | 11 | 5 | 2.78 | 0 | 26.11 | 28.45 | 7 | 21.45 | 3.41 | 1000 | 471.8 | 0.0051 | 0 | 0.8556 | 0.0735
Kadmat | 2025-01-11 06:00 | 1 | 11 | 6 | 3.09 | 0 | 26.26 | 28.48 | 7 | 21.48 | 3.33 | 1000 | 525.6 | 0.0123 | 0 | 0.8583 | 0.072
Kadmat | 2025-01-11 07:00 | 1 | 11 | 7 | 3.66 | 58.5 | 26.55 | 28.51 | 7 | 21.51 | 3.56 | 1000 | 552.1 | 0.0345 | 0.0522 | 0.8619 | 0.077
Kadmat | 2025-01-11 08:00 | 1 | 11 | 8 | 3.79 | 317.6 | 26.97 | 28.54 | 7 | 21.54 | 3.86 | 1000 | 605.8 | 0.0408 | 0.2774 | 0.8661 | 0.0834
Kadmat | 2025-01-11 09:00 | 1 | 11 | 9 | 3.6 | 558.9 | 27.5 | 28.58 | 7 | 21.58 | 3.87 | 1000 | 680.2 | 0.0318 | 0.4781 | 0.8707 | 0.0837
Kadmat | 2025-01-11 10:00 | 1 | 11 | 10 | 3.33 | 746.6 | 27.88 | 28.62 | 7 | 21.62 | 4.68 | 1000 | 685.9 | 0.0209 | 0.6284 | 0.8752 | 0.101
Kadmat | 2025-01-11 11:00 | 1 | 11 | 11 | 3.85 | 695.6 | 28.11 | 28.66 | 7 | 21.66 | 4.79 | 1000 | 679.1 | 0.0434 | 0.5873 | 0.8794 | 0.1034
Kadmat | 2025-01-11 12:00 | 1 | 11 | 12 | 3.42 | 883.3 | 28.34 | 28.69 | 7 | 21.69 | 5.3 | 1000 | 670.5 | 0.0239 | 0.734 | 0.883 | 0.1144
Kadmat | 2025-01-11 13:00 | 1 | 11 | 13 | 3.79 | 818.5 | 28.6 | 28.71 | 7 | 21.71 | 5.14 | 1000 | 683.9 | 0.0405 | 0.6831 | 0.8858 | 0.111
Kadmat | 2025-01-11 14:00 | 1 | 11 | 14 | 3.22 | 760.9 | 28.49 | 28.73 | 7 | 21.73 | 5.3 | 1000 | 714.6 | 0.017 | 0.6382 | 0.8875 | 0.1144
Kadmat | 2025-01-11 15:00 | 1 | 11 | 15 | 3.47 | 541.4 | 28.53 | 28.73 | 7 | 21.73 | 4.38 | 1000 | 720.7 | 0.0258 | 0.4621 | 0.8881 | 0.0947
Kadmat | 2025-01-11 16:00 | 1 | 11 | 16 | 3.13 | 435 | 28.42 | 28.73 | 7 | 21.73 | 4.5 | 1000 | 700.9 | 0.0136 | 0.3745 | 0.8875 | 0.0973
Kadmat | 2025-01-11 17:00 | 1 | 11 | 17 | 4.41 | 201.8 | 28.32 | 28.71 | 7 | 21.71 | 4.1 | 1000 | 790.1 | 0.0757 | 0.177 | 0.8857 | 0.0886
Kadmat | 2025-01-11 18:00 | 1 | 11 | 18 | 4.54 | 0 | 28.03 | 28.69 | 7 | 21.69 | 3.84 | 1000 | 832.1 | 0.0842 | 0 | 0.8828 | 0.083
Kadmat | 2025-01-11 19:00 | 1 | 11 | 19 | 4.02 | 0 | 27.67 | 28.66 | 7 | 21.66 | 4.07 | 1000 | 842.4 | 0.0517 | 0 | 0.8791 | 0.0878
Kadmat | 2025-01-11 20:00 | 1 | 11 | 20 | 3.47 | 0 | 27.57 | 28.62 | 7 | 21.62 | 4.12 | 1000 | 844.6 | 0.0258 | 0 | 0.8749 | 0.0889
Kadmat | 2025-01-11 21:00 | 1 | 11 | 21 | 3.32 | 0 | 27.23 | 28.58 | 7 | 21.58 | 4.17 | 1000 | 750.3 | 0.0206 | 0 | 0.8703 | 0.09
Kadmat | 2025-01-11 22:00 | 1 | 11 | 22 | 4.46 | 0 | 26.88 | 28.54 | 7 | 21.54 | 4.46 | 1000 | 642.5 | 0.0786 | 0 | 0.8657 | 0.0964
Kadmat | 2025-01-11 23:00 | 1 | 11 | 23 | 3.27 | 0 | 26.67 | 28.5 | 7 | 21.5 | 4.96 | 1000 | 557.7 | 0.0186 | 0 | 0.8614 | 0.1071
Kadmat | 2025-01-12 00:00 | 1 | 12 | 0 | 2.95 | 0 | 26.34 | 28.47 | 7 | 21.47 | 5.37 | 1000 | 457.6 | 0.0081 | 0 | 0.8578 | 0.1161
Kadmat | 2025-01-12 01:00 | 1 | 12 | 1 | 3.88 | 0 | 26.12 | 28.45 | 7 | 21.45 | 5.66 | 1000 | 468.7 | 0.0448 | 0 | 0.855 | 0.1223
Kadmat | 2025-01-12 02:00 | 1 | 12 | 2 | 3.84 | 0 | 26.12 | 28.43 | 7 | 21.43 | 5.82 | 1000 | 418.9 | 0.0431 | 0 | 0.8532 | 0.1257
Kadmat | 2025-01-12 03:00 | 1 | 12 | 3 | 3.51 | 0 | 26.18 | 28.43 | 7 | 21.43 | 5.66 | 1000 | 416.4 | 0.0277 | 0 | 0.8526 | 0.1224
Kadmat | 2025-01-12 04:00 | 1 | 12 | 4 | 4.3 | 0 | 26.53 | 28.43 | 7 | 21.43 | 5.26 | 1000 | 429.9 | 0.0688 | 0 | 0.8531 | 0.1137
Kadmat | 2025-01-12 05:00 | 1 | 12 | 5 | 4.38 | 0 | 26.73 | 28.45 | 7 | 21.45 | 5.89 | 1000 | 438.4 | 0.0737 | 0 | 0.8548 | 0.1272
Kadmat | 2025-01-12 06:00 | 1 | 12 | 6 | 4.42 | 0 | 27.04 | 28.47 | 7 | 21.47 | 5.37 | 1000 | 544.7 | 0.0759 | 0 | 0.8576 | 0.1159
Kadmat | 2025-01-12 07:00 | 1 | 12 | 7 | 4.86 | 46.8 | 27.26 | 28.5 | 7 | 21.5 | 5.64 | 1000 | 564 | 0.107 | 0.0417 | 0.8612 | 0.1219
Kadmat | 2025-01-12 08:00 | 1 | 12 | 8 | 5.03 | 249.9 | 27.59 | 28.54 | 7 | 21.54 | 5.81 | 1000 | 624.7 | 0.1195 | 0.2189 | 0.8654 | 0.1255
Kadmat | 2025-01-12 09:00 | 1 | 12 | 9 | 6.11 | 445.5 | 28.07 | 28.58 | 7 | 21.58 | 5.24 | 1000 | 654.5 | 0.2192 | 0.3837 | 0.8699 | 0.1131
Kadmat | 2025-01-12 10:00 | 1 | 12 | 10 | 6.14 | 693.9 | 28.51 | 28.62 | 7 | 21.62 | 4.72 | 1000 | 665.9 | 0.2229 | 0.5851 | 0.8744 | 0.102
Kadmat | 2025-01-12 11:00 | 1 | 12 | 11 | 4.47 | 745 | 28.58 | 28.65 | 7 | 21.65 | 4.69 | 1000 | 629.3 | 0.0792 | 0.6254 | 0.8786 | 0.1012
Kadmat | 2025-01-12 12:00 | 1 | 12 | 12 | 5.3 | 854 | 29.04 | 28.68 | 7 | 21.68 | 5 | 1000 | 693.2 | 0.1416 | 0.7095 | 0.8823 | 0.1081
Kadmat | 2025-01-12 13:00 | 1 | 12 | 13 | 4.1 | 829.3 | 29.25 | 28.71 | 7 | 21.71 | 4.86 | 1000 | 663.5 | 0.0568 | 0.6898 | 0.885 | 0.1049
Kadmat | 2025-01-12 14:00 | 1 | 12 | 14 | 4.4 | 682.1 | 29.59 | 28.72 | 7 | 21.72 | 4.57 | 1000 | 676.7 | 0.075 | 0.5734 | 0.8868 | 0.0986
Kadmat | 2025-01-12 15:00 | 1 | 12 | 15 | 3.81 | 574.6 | 29.17 | 28.72 | 7 | 21.72 | 5.28 | 1000 | 641.4 | 0.0416 | 0.488 | 0.8873 | 0.114
Kadmat | 2025-01-12 16:00 | 1 | 12 | 16 | 4.58 | 370.4 | 28.8 | 28.72 | 7 | 21.72 | 5.62 | 1000 | 678.8 | 0.0866 | 0.3201 | 0.8867 | 0.1213
Kadmat | 2025-01-12 17:00 | 1 | 12 | 17 | 4.74 | 189.1 | 28.49 | 28.7 | 7 | 21.7 | 5.84 | 1000 | 752.7 | 0.0984 | 0.1659 | 0.8849 | 0.1262
Kadmat | 2025-01-12 18:00 | 1 | 12 | 18 | 4.22 | 0 | 28.16 | 28.68 | 7 | 21.68 | 5.78 | 1000 | 808.3 | 0.0637 | 0 | 0.8821 | 0.1248
Kadmat | 2025-01-12 19:00 | 1 | 12 | 19 | 2.55 | 0 | 27.75 | 28.65 | 7 | 21.65 | 5.64 | 1000 | 865.5 | 0.0008 | 0 | 0.8784 | 0.1218
Kadmat | 2025-01-12 20:00 | 1 | 12 | 20 | 3.28 | 0 | 27.26 | 28.61 | 7 | 21.61 | 5.23 | 1000 | 827.9 | 0.019 | 0 | 0.8741 | 0.113
Kadmat | 2025-01-12 21:00 | 1 | 12 | 21 | 3.11 | 0 | 26.78 | 28.57 | 7 | 21.57 | 4.72 | 1000 | 786.9 | 0.013 | 0 | 0.8695 | 0.102
Kadmat | 2025-01-12 22:00 | 1 | 12 | 22 | 3.46 | 0 | 26.5 | 28.53 | 7 | 21.53 | 4.33 | 1000 | 657 | 0.0257 | 0 | 0.8649 | 0.0936
Kadmat | 2025-01-12 23:00 | 1 | 12 | 23 | 2.67 | 0 | 26.49 | 28.5 | 7 | 21.5 | 4.4 | 1000 | 566.2 | 0.003 | 0 | 0.8607 | 0.0951
Kadmat | 2025-01-13 00:00 | 1 | 13 | 0 | 1.84 | 0 | 26.34 | 28.47 | 7 | 21.47 | 3.94 | 1000 | 466.7 | 0 | 0 | 0.857 | 0.0852
Kadmat | 2025-01-13 01:00 | 1 | 13 | 1 | 2.28 | 0 | 26.05 | 28.44 | 7 | 21.44 | 3.76 | 1000 | 447.6 | 0 | 0 | 0.8542 | 0.0811
Kadmat | 2025-01-13 02:00 | 1 | 13 | 2 | 2.3 | 0 | 25.97 | 28.43 | 7 | 21.43 | 3.74 | 1000 | 439 | 0 | 0 | 0.8524 | 0.0807
Kadmat | 2025-01-13 03:00 | 1 | 13 | 3 | 1.7 | 0 | 25.94 | 28.42 | 7 | 21.42 | 4.11 | 1000 | 436.3 | 0 | 0 | 0.8518 | 0.0889
Kadmat | 2025-01-13 04:00 | 1 | 13 | 4 | 2.62 | 0 | 25.96 | 28.43 | 7 | 21.43 | 3.96 | 1000 | 421.2 | 0.0022 | 0 | 0.8524 | 0.0855
Kadmat | 2025-01-13 05:00 | 1 | 13 | 5 | 3.62 | 0 | 26.29 | 28.44 | 7 | 21.44 | 4.43 | 1000 | 467.8 | 0.0326 | 0 | 0.8541 | 0.0956
Kadmat | 2025-01-13 06:00 | 1 | 13 | 6 | 4.58 | 0 | 26.57 | 28.46 | 7 | 21.46 | 4.63 | 1000 | 554.1 | 0.0867 | 0 | 0.8568 | 0.0999
Kadmat | 2025-01-13 07:00 | 1 | 13 | 7 | 5.44 | 57.6 | 26.85 | 28.5 | 7 | 21.5 | 4.23 | 1000 | 586.7 | 0.1537 | 0.0513 | 0.8604 | 0.0914
Kadmat | 2025-01-13 08:00 | 1 | 13 | 8 | 5.34 | 294.6 | 27.38 | 28.53 | 7 | 21.53 | 4.43 | 1000 | 601.3 | 0.1454 | 0.2574 | 0.8646 | 0.0956
Kadmat | 2025-01-13 09:00 | 1 | 13 | 9 | 5.7 | 481.1 | 27.81 | 28.57 | 7 | 21.57 | 4.6 | 1000 | 619.8 | 0.1776 | 0.4137 | 0.8691 | 0.0993
Kadmat | 2025-01-13 10:00 | 1 | 13 | 10 | 6.7 | 515.1 | 28.24 | 28.61 | 7 | 21.61 | 4.03 | 1000 | 657.7 | 0.2908 | 0.441 | 0.8737 | 0.087
Kadmat | 2025-01-13 11:00 | 1 | 13 | 11 | 5.29 | 667.9 | 28.53 | 28.64 | 7 | 21.64 | 4.37 | 1000 | 682.3 | 0.141 | 0.5643 | 0.8779 | 0.0944
Kadmat | 2025-01-13 12:00 | 1 | 13 | 12 | 5.82 | 766.7 | 28.88 | 28.68 | 7 | 21.68 | 4.14 | 1000 | 705.6 | 0.1895 | 0.6418 | 0.8815 | 0.0893
Kadmat | 2025-01-13 13:00 | 1 | 13 | 13 | 5.33 | 684.7 | 29.11 | 28.7 | 7 | 21.7 | 4.37 | 1000 | 680.6 | 0.1442 | 0.5765 | 0.8843 | 0.0944
Kadmat | 2025-01-13 14:00 | 1 | 13 | 14 | 5.29 | 687.4 | 29.22 | 28.71 | 7 | 21.71 | 4.42 | 1000 | 602.6 | 0.1407 | 0.5784 | 0.886 | 0.0954
Kadmat | 2025-01-13 15:00 | 1 | 13 | 15 | 5.88 | 564.6 | 29.4 | 28.72 | 7 | 21.72 | 5.07 | 1000 | 668.8 | 0.1951 | 0.4794 | 0.8866 | 0.1095
Kadmat | 2025-01-13 16:00 | 1 | 13 | 16 | 6.97 | 361.3 | 29 | 28.71 | 7 | 21.71 | 4.89 | 1000 | 658.5 | 0.3259 | 0.3122 | 0.886 | 0.1056
Kadmat | 2025-01-13 17:00 | 1 | 13 | 17 | 7.2 | 164.1 | 28.63 | 28.7 | 7 | 21.7 | 4.5 | 1000 | 759 | 0.358 | 0.1442 | 0.8842 | 0.0971
Kadmat | 2025-01-13 18:00 | 1 | 13 | 18 | 8.02 | 0 | 28.16 | 28.67 | 7 | 21.67 | 4.76 | 1000 | 802.9 | 0.4843 | 0 | 0.8813 | 0.1028
Kadmat | 2025-01-13 19:00 | 1 | 13 | 19 | 8.51 | 0 | 27.62 | 28.64 | 7 | 21.64 | 4.64 | 1000 | 876 | 0.5658 | 0 | 0.8776 | 0.1002
Kadmat | 2025-01-13 20:00 | 1 | 13 | 20 | 7.07 | 0 | 27.14 | 28.61 | 7 | 21.61 | 3.96 | 1000 | 809.4 | 0.3389 | 0 | 0.8733 | 0.0856
Kadmat | 2025-01-13 21:00 | 1 | 13 | 21 | 7.44 | 0 | 26.77 | 28.57 | 7 | 21.57 | 3.82 | 1000 | 762.7 | 0.3933 | 0 | 0.8688 | 0.0825
Kadmat | 2025-01-13 22:00 | 1 | 13 | 22 | 6.4 | 0 | 26.37 | 28.53 | 7 | 21.53 | 4.42 | 1000 | 687.1 | 0.2536 | 0 | 0.8642 | 0.0954
Kadmat | 2025-01-13 23:00 | 1 | 13 | 23 | 5.39 | 0 | 25.93 | 28.49 | 7 | 21.49 | 4.38 | 1000 | 565.6 | 0.1491 | 0 | 0.8599 | 0.0946
Kadmat | 2025-01-14 00:00 | 1 | 14 | 0 | 5.86 | 0 | 25.64 | 28.46 | 7 | 21.46 | 4.13 | 1000 | 477.1 | 0.1931 | 0 | 0.8563 | 0.0893
Kadmat | 2025-01-14 01:00 | 1 | 14 | 1 | 5.8 | 0 | 25.66 | 28.44 | 7 | 21.44 | 4.31 | 1000 | 465.7 | 0.1872 | 0 | 0.8535 | 0.093
Kadmat | 2025-01-14 02:00 | 1 | 14 | 2 | 6.59 | 0 | 25.78 | 28.42 | 7 | 21.42 | 4.34 | 1000 | 441.7 | 0.2757 | 0 | 0.8517 | 0.0937
Kadmat | 2025-01-14 03:00 | 1 | 14 | 3 | 8.03 | 0 | 26.23 | 28.42 | 7 | 21.42 | 4.31 | 1000 | 399.4 | 0.4851 | 0 | 0.8511 | 0.0932
Kadmat | 2025-01-14 04:00 | 1 | 14 | 4 | 7.84 | 0 | 26.35 | 28.42 | 7 | 21.42 | 4.87 | 1000 | 423.3 | 0.456 | 0 | 0.8516 | 0.1052
Kadmat | 2025-01-14 05:00 | 1 | 14 | 5 | 8 | 0 | 26.46 | 28.43 | 7 | 21.43 | 4.7 | 1000 | 476.1 | 0.4813 | 0 | 0.8533 | 0.1016
Kadmat | 2025-01-14 06:00 | 1 | 14 | 6 | 7.37 | 0 | 26.88 | 28.46 | 7 | 21.46 | 5.32 | 1000 | 518.2 | 0.383 | 0 | 0.8561 | 0.115
Kadmat | 2025-01-14 07:00 | 1 | 14 | 7 | 6.98 | 58 | 27.3 | 28.49 | 7 | 21.49 | 5.76 | 1000 | 598.8 | 0.3268 | 0.0516 | 0.8597 | 0.1243
Kadmat | 2025-01-14 08:00 | 1 | 14 | 8 | 6.59 | 322.6 | 27.85 | 28.53 | 7 | 21.53 | 5.82 | 1000 | 607.8 | 0.2761 | 0.2807 | 0.8639 | 0.1257
Kadmat | 2025-01-14 09:00 | 1 | 14 | 9 | 6.34 | 495 | 28.1 | 28.56 | 7 | 21.56 | 6.17 | 1000 | 628.1 | 0.246 | 0.4247 | 0.8684 | 0.1333
Kadmat | 2025-01-14 10:00 | 1 | 14 | 10 | 5.42 | 697.6 | 28.69 | 28.6 | 7 | 21.6 | 6 | 1000 | 643.2 | 0.1519 | 0.5877 | 0.8729 | 0.1296
Kadmat | 2025-01-14 11:00 | 1 | 14 | 11 | 5.84 | 789.7 | 29.46 | 28.64 | 7 | 21.64 | 5.84 | 1000 | 672.9 | 0.1911 | 0.6584 | 0.8771 | 0.1262
Kadmat | 2025-01-14 12:00 | 1 | 14 | 12 | 5.85 | 811.6 | 29.75 | 28.67 | 7 | 21.67 | 5.73 | 1000 | 657.2 | 0.1925 | 0.6747 | 0.8807 | 0.1238
Kadmat | 2025-01-14 13:00 | 1 | 14 | 13 | 5.07 | 863.5 | 29.89 | 28.69 | 7 | 21.69 | 5.94 | 1000 | 696.2 | 0.123 | 0.7145 | 0.8835 | 0.1283
Kadmat | 2025-01-14 14:00 | 1 | 14 | 14 | 3.81 | 755.6 | 29.79 | 28.71 | 7 | 21.71 | 6.94 | 1000 | 677.7 | 0.0416 | 0.6309 | 0.8853 | 0.1498
Kadmat | 2025-01-14 15:00 | 1 | 14 | 15 | 3.78 | 604.2 | 29.63 | 28.71 | 7 | 21.71 | 7.01 | 1000 | 651.6 | 0.0401 | 0.511 | 0.8858 | 0.1514
Kadmat | 2025-01-14 16:00 | 1 | 14 | 16 | 3.42 | 384 | 29.56 | 28.71 | 7 | 21.71 | 8.29 | 1000 | 681.3 | 0.024 | 0.3305 | 0.8852 | 0.179
Kadmat | 2025-01-14 17:00 | 1 | 14 | 17 | 3.47 | 186.9 | 29.21 | 28.69 | 7 | 21.69 | 8.68 | 1000 | 771 | 0.0258 | 0.1636 | 0.8834 | 0.1874
Kadmat | 2025-01-14 18:00 | 1 | 14 | 18 | 4.43 | 0 | 29.03 | 28.67 | 7 | 21.67 | 7.88 | 1000 | 845.3 | 0.0768 | 0 | 0.8806 | 0.1702
Kadmat | 2025-01-14 19:00 | 1 | 14 | 19 | 3.77 | 0 | 28.8 | 28.64 | 7 | 21.64 | 6.81 | 1000 | 859.8 | 0.0394 | 0 | 0.8769 | 0.1471
Kadmat | 2025-01-14 20:00 | 1 | 14 | 20 | 4.35 | 0 | 28.11 | 28.6 | 7 | 21.6 | 6.17 | 1000 | 868.3 | 0.0719 | 0 | 0.8726 | 0.1333
Kadmat | 2025-01-14 21:00 | 1 | 14 | 21 | 4.3 | 0 | 27.38 | 28.56 | 7 | 21.56 | 5.61 | 1000 | 772.4 | 0.0688 | 0 | 0.868 | 0.1213
Kadmat | 2025-01-14 22:00 | 1 | 14 | 22 | 3.98 | 0 | 26.89 | 28.52 | 7 | 21.52 | 5.34 | 1000 | 646.8 | 0.0495 | 0 | 0.8634 | 0.1153
Kadmat | 2025-01-14 23:00 | 1 | 14 | 23 | 5.13 | 0 | 26.71 | 28.48 | 7 | 21.48 | 5.51 | 1000 | 602.8 | 0.1277 | 0 | 0.8592 | 0.1189
Kadmat | 2025-01-15 00:00 | 1 | 15 | 0 | 4.77 | 0 | 26.11 | 28.45 | 7 | 21.45 | 5.72 | 1000 | 450.8 | 0.1005 | 0 | 0.8555 | 0.1236
Kadmat | 2025-01-15 01:00 | 1 | 15 | 1 | 4.57 | 0 | 25.94 | 28.43 | 7 | 21.43 | 5.18 | 1000 | 459.5 | 0.0858 | 0 | 0.8527 | 0.1119
Kadmat | 2025-01-15 02:00 | 1 | 15 | 2 | 4.26 | 0 | 25.98 | 28.41 | 7 | 21.41 | 4.73 | 1000 | 402.6 | 0.0665 | 0 | 0.8509 | 0.1022
Kadmat | 2025-01-15 03:00 | 1 | 15 | 3 | 4.33 | 0 | 25.96 | 28.41 | 7 | 21.41 | 4.37 | 1000 | 406.1 | 0.0709 | 0 | 0.8503 | 0.0943
Kadmat | 2025-01-15 04:00 | 1 | 15 | 4 | 3.22 | 0 | 26.2 | 28.41 | 7 | 21.41 | 4.27 | 1000 | 427.8 | 0.017 | 0 | 0.8509 | 0.0921
Kadmat | 2025-01-15 05:00 | 1 | 15 | 5 | 2.94 | 0 | 26.46 | 28.43 | 7 | 21.43 | 4.85 | 1000 | 471.3 | 0.0079 | 0 | 0.8526 | 0.1047
Kadmat | 2025-01-15 06:00 | 1 | 15 | 6 | 3.27 | 0 | 26.96 | 28.45 | 7 | 21.45 | 4.72 | 1000 | 522.4 | 0.0186 | 0 | 0.8553 | 0.102
Kadmat | 2025-01-15 07:00 | 1 | 15 | 7 | 4.07 | 56.5 | 27.12 | 28.48 | 7 | 21.48 | 4.65 | 1000 | 578.7 | 0.055 | 0.0503 | 0.8589 | 0.1005
Kadmat | 2025-01-15 08:00 | 1 | 15 | 8 | 3.7 | 291.7 | 27.43 | 28.52 | 7 | 21.52 | 4.19 | 1000 | 639.6 | 0.0366 | 0.2548 | 0.8631 | 0.0905
Kadmat | 2025-01-15 09:00 | 1 | 15 | 9 | 3.2 | 487 | 27.65 | 28.56 | 7 | 21.56 | 4.14 | 1000 | 629.1 | 0.0163 | 0.4188 | 0.8676 | 0.0895
Kadmat | 2025-01-15 10:00 | 1 | 15 | 10 | 3.88 | 658.3 | 27.95 | 28.6 | 7 | 21.6 | 4.36 | 1000 | 678.2 | 0.0446 | 0.5578 | 0.8722 | 0.0942
Kadmat | 2025-01-15 11:00 | 1 | 15 | 11 | 3.46 | 744.7 | 28.25 | 28.63 | 7 | 21.63 | 3.91 | 1000 | 694.8 | 0.0255 | 0.626 | 0.8764 | 0.0846
Kadmat | 2025-01-15 12:00 | 1 | 15 | 12 | 2.79 | 937.3 | 28.63 | 28.66 | 7 | 21.66 | 3.93 | 1000 | 674.7 | 0.0053 | 0.7746 | 0.88 | 0.0848
Kadmat | 2025-01-15 13:00 | 1 | 15 | 13 | 2.3 | 766.6 | 29.04 | 28.69 | 7 | 21.69 | 3.96 | 1000 | 666.1 | 0 | 0.6413 | 0.8828 | 0.0856
Kadmat | 2025-01-15 14:00 | 1 | 15 | 14 | 2.51 | 791.7 | 29.22 | 28.7 | 7 | 21.7 | 3.73 | 1000 | 669.9 | 0.0002 | 0.6606 | 0.8845 | 0.0806
Kadmat | 2025-01-15 15:00 | 1 | 15 | 15 | 2.58 | 628 | 29.12 | 28.71 | 7 | 21.71 | 3.94 | 1000 | 676.2 | 0.0014 | 0.5311 | 0.8851 | 0.0851
Kadmat | 2025-01-15 16:00 | 1 | 15 | 16 | 2.97 | 397 | 28.75 | 28.7 | 7 | 21.7 | 3.92 | 1000 | 666.5 | 0.0085 | 0.3424 | 0.8844 | 0.0846
Kadmat | 2025-01-15 17:00 | 1 | 15 | 17 | 4.23 | 202 | 28.66 | 28.69 | 7 | 21.69 | 4.32 | 1000 | 772.2 | 0.0645 | 0.177 | 0.8826 | 0.0932
Kadmat | 2025-01-15 18:00 | 1 | 15 | 18 | 4.28 | 0 | 28.03 | 28.66 | 7 | 21.66 | 4.56 | 1000 | 831.6 | 0.0675 | 0 | 0.8798 | 0.0986
Kadmat | 2025-01-15 19:00 | 1 | 15 | 19 | 3.69 | 0 | 27.71 | 28.63 | 7 | 21.63 | 4.51 | 1000 | 882.3 | 0.0359 | 0 | 0.8761 | 0.0974
Kadmat | 2025-01-15 20:00 | 1 | 15 | 20 | 4.25 | 0 | 27.37 | 28.59 | 7 | 21.59 | 4.61 | 1000 | 832 | 0.0658 | 0 | 0.8718 | 0.0997
Kadmat | 2025-01-15 21:00 | 1 | 15 | 21 | 3.66 | 0 | 27.01 | 28.55 | 7 | 21.55 | 4.45 | 1000 | 775.3 | 0.0345 | 0 | 0.8673 | 0.0962
Kadmat | 2025-01-15 22:00 | 1 | 15 | 22 | 3.18 | 0 | 26.63 | 28.51 | 7 | 21.51 | 4.71 | 1000 | 662.8 | 0.0156 | 0 | 0.8627 | 0.1017
Kadmat | 2025-01-15 23:00 | 1 | 15 | 23 | 3.44 | 0 | 26.3 | 28.48 | 7 | 21.48 | 4.92 | 1000 | 556.9 | 0.0247 | 0 | 0.8584 | 0.1063
Kadmat | 2025-01-16 00:00 | 1 | 16 | 0 | 3.4 | 0 | 25.98 | 28.45 | 7 | 21.45 | 5.18 | 1000 | 471.4 | 0.0235 | 0 | 0.8548 | 0.1119
Kadmat | 2025-01-16 01:00 | 1 | 16 | 1 | 3.74 | 0 | 25.99 | 28.42 | 7 | 21.42 | 4.47 | 1000 | 447.2 | 0.0384 | 0 | 0.852 | 0.0966
Kadmat | 2025-01-16 02:00 | 1 | 16 | 2 | 3.65 | 0 | 26.05 | 28.41 | 7 | 21.41 | 4.88 | 1000 | 415.5 | 0.0342 | 0 | 0.8502 | 0.1054
Kadmat | 2025-01-16 03:00 | 1 | 16 | 3 | 3.08 | 0 | 26.03 | 28.4 | 7 | 21.4 | 5.18 | 1000 | 447.1 | 0.012 | 0 | 0.8496 | 0.1118
Kadmat | 2025-01-16 04:00 | 1 | 16 | 4 | 2.74 | 0 | 25.98 | 28.41 | 7 | 21.41 | 5.18 | 1000 | 423.9 | 0.0042 | 0 | 0.8501 | 0.112
Kadmat | 2025-01-16 05:00 | 1 | 16 | 5 | 2.84 | 0 | 26.22 | 28.42 | 7 | 21.42 | 4.26 | 1000 | 461.1 | 0.0062 | 0 | 0.8518 | 0.0921
Kadmat | 2025-01-16 06:00 | 1 | 16 | 6 | 2.92 | 0 | 26.64 | 28.45 | 7 | 21.45 | 4.91 | 1000 | 546.7 | 0.0076 | 0 | 0.8546 | 0.1061
Kadmat | 2025-01-16 07:00 | 1 | 16 | 7 | 2.13 | 49.6 | 27.08 | 28.48 | 7 | 21.48 | 5.09 | 1000 | 574 | 0 | 0.0442 | 0.8582 | 0.11
Kadmat | 2025-01-16 08:00 | 1 | 16 | 8 | 1.72 | 265.4 | 27.53 | 28.51 | 7 | 21.51 | 6.21 | 1000 | 596.9 | 0 | 0.2323 | 0.8624 | 0.1341
Kadmat | 2025-01-16 09:00 | 1 | 16 | 9 | 1.4 | 485.5 | 27.85 | 28.55 | 7 | 21.55 | 5.66 | 1000 | 641.3 | 0 | 0.4172 | 0.8669 | 0.1223
Kadmat | 2025-01-16 10:00 | 1 | 16 | 10 | 2.11 | 559 | 28.12 | 28.59 | 7 | 21.59 | 4.96 | 1000 | 690.4 | 0 | 0.4772 | 0.8714 | 0.1072
Kadmat | 2025-01-16 11:00 | 1 | 16 | 11 | 1.97 | 711.9 | 28.54 | 28.63 | 7 | 21.63 | 5.11 | 1000 | 698.2 | 0 | 0.5994 | 0.8756 | 0.1104
Kadmat | 2025-01-16 12:00 | 1 | 16 | 12 | 1.7 | 782.4 | 28.71 | 28.66 | 7 | 21.66 | 4.96 | 1000 | 672.2 | 0 | 0.6546 | 0.8792 | 0.1072
Kadmat | 2025-01-16 13:00 | 1 | 16 | 13 | 1.25 | 773.8 | 28.97 | 28.68 | 7 | 21.68 | 5.07 | 1000 | 713.3 | 0 | 0.6472 | 0.8821 | 0.1095
Kadmat | 2025-01-16 14:00 | 1 | 16 | 14 | 0.83 | 737.7 | 28.87 | 28.7 | 7 | 21.7 | 5.28 | 1000 | 657.7 | 0 | 0.6191 | 0.8839 | 0.114
Kadmat | 2025-01-16 15:00 | 1 | 16 | 15 | 1.08 | 594.2 | 28.77 | 28.7 | 7 | 21.7 | 5.19 | 1000 | 666.8 | 0 | 0.5046 | 0.8846 | 0.1121
Kadmat | 2025-01-16 16:00 | 1 | 16 | 16 | 1.28 | 411.4 | 28.61 | 28.7 | 7 | 21.7 | 5.14 | 1000 | 704.1 | 0 | 0.3546 | 0.8841 | 0.1111
Kadmat | 2025-01-16 17:00 | 1 | 16 | 17 | 1.01 | 198.5 | 28.46 | 28.68 | 7 | 21.68 | 4.37 | 1000 | 789.6 | 0 | 0.1741 | 0.8824 | 0.0945
Kadmat | 2025-01-16 18:00 | 1 | 16 | 18 | 1.29 | 0 | 27.85 | 28.66 | 7 | 21.66 | 4.84 | 1000 | 826 | 0 | 0 | 0.8796 | 0.1046
Kadmat | 2025-01-16 19:00 | 1 | 16 | 19 | 0.9 | 0 | 27.45 | 28.63 | 7 | 21.63 | 4.37 | 1000 | 882.6 | 0 | 0 | 0.876 | 0.0944
Kadmat | 2025-01-16 20:00 | 1 | 16 | 20 | 0.83 | 0 | 27.04 | 28.59 | 7 | 21.59 | 5.49 | 1000 | 847.3 | 0 | 0 | 0.8719 | 0.1185
Kadmat | 2025-01-16 21:00 | 1 | 16 | 21 | 0.56 | 0 | 26.8 | 28.56 | 7 | 21.56 | 6.06 | 1000 | 750.8 | 0 | 0 | 0.8674 | 0.1309
Kadmat | 2025-01-16 22:00 | 1 | 16 | 22 | 0.87 | 0 | 26.26 | 28.52 | 7 | 21.52 | 5.44 | 1000 | 669.6 | 0 | 0 | 0.8629 | 0.1174
Kadmat | 2025-01-16 23:00 | 1 | 16 | 23 | 1.11 | 0 | 25.98 | 28.48 | 7 | 21.48 | 4.99 | 1000 | 569.1 | 0 | 0 | 0.8587 | 0.1078
Kadmat | 2025-01-17 00:00 | 1 | 17 | 0 | 1.02 | 0 | 25.76 | 28.45 | 7 | 21.45 | 4.65 | 1000 | 479.9 | 0 | 0 | 0.8552 | 0.1005
Kadmat | 2025-01-17 01:00 | 1 | 17 | 1 | 0.82 | 0 | 25.54 | 28.43 | 7 | 21.43 | 4.06 | 1000 | 433.1 | 0 | 0 | 0.8525 | 0.0876
Kadmat | 2025-01-17 02:00 | 1 | 17 | 2 | 0.98 | 0 | 25.57 | 28.41 | 7 | 21.41 | 4.31 | 1000 | 424.5 | 0 | 0 | 0.8508 | 0.093
Kadmat | 2025-01-17 03:00 | 1 | 17 | 3 | 0.74 | 0 | 25.77 | 28.41 | 7 | 21.41 | 4 | 1000 | 423.7 | 0 | 0 | 0.8503 | 0.0864
Kadmat | 2025-01-17 04:00 | 1 | 17 | 4 | 0.74 | 0 | 25.75 | 28.41 | 7 | 21.41 | 3.7 | 1000 | 399 | 0 | 0 | 0.8509 | 0.0798
Kadmat | 2025-01-17 05:00 | 1 | 17 | 5 | 0.73 | 0 | 26.08 | 28.43 | 7 | 21.43 | 3.46 | 1000 | 474.9 | 0 | 0 | 0.8527 | 0.0747
Kadmat | 2025-01-17 06:00 | 1 | 17 | 6 | 0.65 | 0 | 26.41 | 28.45 | 7 | 21.45 | 3.68 | 1000 | 497.2 | 0 | 0 | 0.8556 | 0.0794
Kadmat | 2025-01-17 07:00 | 1 | 17 | 7 | 0.66 | 51.7 | 27.16 | 28.49 | 7 | 21.49 | 3.93 | 1000 | 566.1 | 0 | 0.0461 | 0.8593 | 0.0849
Kadmat | 2025-01-17 08:00 | 1 | 17 | 8 | 0.54 | 272.4 | 27.75 | 28.52 | 7 | 21.52 | 4.2 | 1000 | 613 | 0 | 0.2381 | 0.8636 | 0.0907
Kadmat | 2025-01-17 09:00 | 1 | 17 | 9 | 0.83 | 496.9 | 28.17 | 28.56 | 7 | 21.56 | 3.67 | 1000 | 654.7 | 0 | 0.4261 | 0.8682 | 0.0793
Kadmat | 2025-01-17 10:00 | 1 | 17 | 10 | 0.56 | 659.7 | 28.66 | 28.6 | 7 | 21.6 | 4.25 | 1000 | 666.6 | 0 | 0.5575 | 0.8728 | 0.0919
Kadmat | 2025-01-17 11:00 | 1 | 17 | 11 | 0.7 | 730 | 29.03 | 28.64 | 7 | 21.64 | 4.2 | 1000 | 709.2 | 0 | 0.6126 | 0.8771 | 0.0907
Kadmat | 2025-01-17 12:00 | 1 | 17 | 12 | 1.27 | 846.5 | 29.36 | 28.67 | 7 | 21.67 | 4.63 | 1000 | 684.1 | 0 | 0.7028 | 0.8808 | 0.0999
Kadmat | 2025-01-17 13:00 | 1 | 17 | 13 | 1.49 | 770.4 | 29.42 | 28.69 | 7 | 21.69 | 4.2 | 1000 | 669.6 | 0 | 0.6435 | 0.8837 | 0.0906
Kadmat | 2025-01-17 14:00 | 1 | 17 | 14 | 1.56 | 740.7 | 29.59 | 28.71 | 7 | 21.71 | 3.82 | 1000 | 683.3 | 0 | 0.6197 | 0.8855 | 0.0824
Kadmat | 2025-01-17 15:00 | 1 | 17 | 15 | 1.09 | 606.1 | 29.71 | 28.72 | 7 | 21.72 | 4.06 | 1000 | 646.6 | 0 | 0.5123 | 0.8862 | 0.0876
Kadmat | 2025-01-17 16:00 | 1 | 17 | 16 | 1.49 | 384.9 | 29.26 | 28.71 | 7 | 21.71 | 3.63 | 1000 | 681.5 | 0 | 0.3317 | 0.8857 | 0.0784
Kadmat | 2025-01-17 17:00 | 1 | 17 | 17 | 1.25 | 211.4 | 28.91 | 28.7 | 7 | 21.7 | 3.58 | 1000 | 758.8 | 0 | 0.1849 | 0.884 | 0.0772
Kadmat | 2025-01-17 18:00 | 1 | 17 | 18 | 0.97 | 0 | 28.28 | 28.67 | 7 | 21.67 | 3.24 | 1000 | 817.5 | 0 | 0 | 0.8812 | 0.07
Kadmat | 2025-01-17 19:00 | 1 | 17 | 19 | 0.83 | 0 | 27.99 | 28.64 | 7 | 21.64 | 3.37 | 1000 | 851.4 | 0 | 0 | 0.8776 | 0.0728
Kadmat | 2025-01-17 20:00 | 1 | 17 | 20 | 1.18 | 0 | 27.73 | 28.61 | 7 | 21.61 | 3.97 | 1000 | 833.1 | 0 | 0 | 0.8735 | 0.0858
Kadmat | 2025-01-17 21:00 | 1 | 17 | 21 | 1.25 | 0 | 27.33 | 28.57 | 7 | 21.57 | 4.48 | 1000 | 806.6 | 0 | 0 | 0.869 | 0.0967
Kadmat | 2025-01-17 22:00 | 1 | 17 | 22 | 1.4 | 0 | 27.18 | 28.53 | 7 | 21.53 | 4.58 | 1000 | 699.5 | 0 | 0 | 0.8645 | 0.0989
Kadmat | 2025-01-17 23:00 | 1 | 17 | 23 | 0.79 | 0 | 26.76 | 28.49 | 7 | 21.49 | 4.74 | 1000 | 540.1 | 0 | 0 | 0.8603 | 0.1024
Kadmat | 2025-01-18 00:00 | 1 | 18 | 0 | 0.78 | 0 | 26.51 | 28.46 | 7 | 21.46 | 5.02 | 1000 | 476.5 | 0 | 0 | 0.8568 | 0.1084
Kadmat | 2025-01-18 01:00 | 1 | 18 | 1 | 0.51 | 0 | 26.35 | 28.44 | 7 | 21.44 | 5.02 | 1000 | 464.8 | 0 | 0 | 0.8541 | 0.1085
Kadmat | 2025-01-18 02:00 | 1 | 18 | 2 | 0.37 | 0 | 26.13 | 28.43 | 7 | 21.43 | 5.84 | 1000 | 451.8 | 0 | 0 | 0.8524 | 0.1261
Kadmat | 2025-01-18 03:00 | 1 | 18 | 3 | 0.69 | 0 | 26.11 | 28.42 | 7 | 21.42 | 6.32 | 1000 | 418.5 | 0 | 0 | 0.8519 | 0.1365
Kadmat | 2025-01-18 04:00 | 1 | 18 | 4 | 0.68 | 0 | 26.27 | 28.43 | 7 | 21.43 | 6.07 | 1000 | 438.1 | 0 | 0 | 0.8525 | 0.1311
Kadmat | 2025-01-18 05:00 | 1 | 18 | 5 | 0.61 | 0 | 26.61 | 28.44 | 7 | 21.44 | 6.71 | 1000 | 485 | 0 | 0 | 0.8543 | 0.145
Kadmat | 2025-01-18 06:00 | 1 | 18 | 6 | 0.9 | 0 | 26.82 | 28.47 | 7 | 21.47 | 6.06 | 1000 | 558 | 0 | 0 | 0.8572 | 0.131
Kadmat | 2025-01-18 07:00 | 1 | 18 | 7 | 0.92 | 57.1 | 27.24 | 28.5 | 7 | 21.5 | 6.41 | 1000 | 622.8 | 0 | 0.0508 | 0.8609 | 0.1384
Kadmat | 2025-01-18 08:00 | 1 | 18 | 8 | 1.11 | 255.9 | 27.68 | 28.54 | 7 | 21.54 | 6.15 | 1000 | 592.1 | 0 | 0.224 | 0.8651 | 0.1327
Kadmat | 2025-01-18 09:00 | 1 | 18 | 9 | 1.36 | 521.4 | 28 | 28.58 | 7 | 21.58 | 5.98 | 1000 | 657.8 | 0 | 0.4465 | 0.8698 | 0.1292
Kadmat | 2025-01-18 10:00 | 1 | 18 | 10 | 1.6 | 639.6 | 28.45 | 28.61 | 7 | 21.61 | 5.59 | 1000 | 624.6 | 0 | 0.5418 | 0.8744 | 0.1208
Kadmat | 2025-01-18 11:00 | 1 | 18 | 11 | 1.98 | 763 | 28.67 | 28.65 | 7 | 21.65 | 5.19 | 1000 | 661.1 | 0 | 0.6394 | 0.8787 | 0.1121
Kadmat | 2025-01-18 12:00 | 1 | 18 | 12 | 1.53 | 830.6 | 29.11 | 28.68 | 7 | 21.68 | 5.03 | 1000 | 649.2 | 0 | 0.6911 | 0.8824 | 0.1086
Kadmat | 2025-01-18 13:00 | 1 | 18 | 13 | 2.26 | 873.8 | 29 | 28.71 | 7 | 21.71 | 4.8 | 1000 | 697.3 | 0 | 0.7248 | 0.8853 | 0.1037
Kadmat | 2025-01-18 14:00 | 1 | 18 | 14 | 2.75 | 788.6 | 29.09 | 28.72 | 7 | 21.72 | 5.59 | 1000 | 666.9 | 0.0044 | 0.6585 | 0.8871 | 0.1207
Kadmat | 2025-01-18 15:00 | 1 | 18 | 15 | 3.17 | 647.4 | 29.12 | 28.73 | 7 | 21.73 | 5.36 | 1000 | 624.3 | 0.015 | 0.5467 | 0.8878 | 0.1158
Kadmat | 2025-01-18 16:00 | 1 | 18 | 16 | 2.48 | 377 | 29.18 | 28.72 | 7 | 21.72 | 5.33 | 1000 | 700.2 | 0 | 0.3252 | 0.8873 | 0.1151
Kadmat | 2025-01-18 17:00 | 1 | 18 | 17 | 3.36 | 184.2 | 28.92 | 28.71 | 7 | 21.71 | 5.12 | 1000 | 739.5 | 0.022 | 0.1614 | 0.8856 | 0.1105
Kadmat | 2025-01-18 18:00 | 1 | 18 | 18 | 2.67 | 0 | 28.76 | 28.69 | 7 | 21.69 | 4.66 | 1000 | 830.3 | 0.0031 | 0 | 0.8828 | 0.1006
Kadmat | 2025-01-18 19:00 | 1 | 18 | 19 | 2.86 | 0 | 28.19 | 28.66 | 7 | 21.66 | 4.84 | 1000 | 858.8 | 0.0065 | 0 | 0.8792 | 0.1046
Kadmat | 2025-01-18 20:00 | 1 | 18 | 20 | 3.44 | 0 | 27.8 | 28.62 | 7 | 21.62 | 4.82 | 1000 | 834.7 | 0.0247 | 0 | 0.875 | 0.1041
Kadmat | 2025-01-18 21:00 | 1 | 18 | 21 | 3.98 | 0 | 27.43 | 28.58 | 7 | 21.58 | 3.95 | 1000 | 784.3 | 0.0494 | 0 | 0.8706 | 0.0854
Kadmat | 2025-01-18 22:00 | 1 | 18 | 22 | 3.42 | 0 | 27.05 | 28.54 | 7 | 21.54 | 4.06 | 1000 | 670.3 | 0.0243 | 0 | 0.8661 | 0.0876
Kadmat | 2025-01-18 23:00 | 1 | 18 | 23 | 4.19 | 0 | 26.69 | 28.51 | 7 | 21.51 | 4.21 | 1000 | 561 | 0.062 | 0 | 0.8619 | 0.0908
Kadmat | 2025-01-19 00:00 | 1 | 19 | 0 | 2.91 | 0 | 26.44 | 28.48 | 7 | 21.48 | 4.26 | 1000 | 464.2 | 0.0073 | 0 | 0.8584 | 0.092
Kadmat | 2025-01-19 01:00 | 1 | 19 | 1 | 3.2 | 0 | 26.43 | 28.45 | 7 | 21.45 | 3.9 | 1000 | 437.7 | 0.0163 | 0 | 0.8556 | 0.0842
Kadmat | 2025-01-19 02:00 | 1 | 19 | 2 | 2.69 | 0 | 26.27 | 28.44 | 7 | 21.44 | 3.59 | 1000 | 400.9 | 0.0035 | 0 | 0.854 | 0.0775
Kadmat | 2025-01-19 03:00 | 1 | 19 | 3 | 2.61 | 0 | 26.46 | 28.44 | 7 | 21.44 | 4.5 | 1000 | 438.2 | 0.0021 | 0 | 0.8534 | 0.0972
Kadmat | 2025-01-19 04:00 | 1 | 19 | 4 | 2.62 | 0 | 26.77 | 28.44 | 7 | 21.44 | 4.92 | 1000 | 416.8 | 0.0022 | 0 | 0.8541 | 0.1062
Kadmat | 2025-01-19 05:00 | 1 | 19 | 5 | 2.37 | 0 | 26.98 | 28.46 | 7 | 21.46 | 5.13 | 1000 | 472.9 | 0 | 0 | 0.8559 | 0.1108
Kadmat | 2025-01-19 06:00 | 1 | 19 | 6 | 2.41 | 0 | 27.17 | 28.48 | 7 | 21.48 | 5.49 | 1000 | 552.2 | 0 | 0 | 0.8587 | 0.1185
Kadmat | 2025-01-19 07:00 | 1 | 19 | 7 | 2.11 | 56.5 | 27.36 | 28.51 | 7 | 21.51 | 5.53 | 1000 | 589.6 | 0 | 0.0502 | 0.8624 | 0.1195
Kadmat | 2025-01-19 08:00 | 1 | 19 | 8 | 1.94 | 321.5 | 27.71 | 28.55 | 7 | 21.55 | 5.31 | 1000 | 616.2 | 0 | 0.28 | 0.8667 | 0.1147
Kadmat | 2025-01-19 09:00 | 1 | 19 | 9 | 1.77 | 506.2 | 28.15 | 28.59 | 7 | 21.59 | 5.35 | 1000 | 622.6 | 0 | 0.4339 | 0.8714 | 0.1157
Kadmat | 2025-01-19 10:00 | 1 | 19 | 10 | 1.71 | 741.6 | 28.72 | 28.63 | 7 | 21.63 | 5.19 | 1000 | 661.3 | 0 | 0.6225 | 0.876 | 0.1121
Kadmat | 2025-01-19 11:00 | 1 | 19 | 11 | 1.65 | 883.6 | 28.91 | 28.67 | 7 | 21.67 | 5.37 | 1000 | 703 | 0 | 0.7326 | 0.8803 | 0.1159
Kadmat | 2025-01-19 12:00 | 1 | 19 | 12 | 1.59 | 807.5 | 29.17 | 28.7 | 7 | 21.7 | 4.91 | 1000 | 688.9 | 0 | 0.673 | 0.884 | 0.106
Kadmat | 2025-01-19 13:00 | 1 | 19 | 13 | 1.86 | 931.7 | 29.39 | 28.72 | 7 | 21.72 | 5.43 | 1000 | 688 | 0 | 0.7681 | 0.8869 | 0.1172
Kadmat | 2025-01-19 14:00 | 1 | 19 | 14 | 2.29 | 697.7 | 29.33 | 28.74 | 7 | 21.74 | 4.95 | 1000 | 661.6 | 0 | 0.5864 | 0.8887 | 0.1069
Kadmat | 2025-01-19 15:00 | 1 | 19 | 15 | 2.27 | 672.9 | 29.4 | 28.74 | 7 | 21.74 | 4.74 | 1000 | 665.8 | 0 | 0.5664 | 0.8894 | 0.1024
Kadmat | 2025-01-19 16:00 | 1 | 19 | 16 | 3.62 | 439.6 | 29.34 | 28.74 | 7 | 21.74 | 4.86 | 1000 | 689.9 | 0.0327 | 0.3771 | 0.8889 | 0.1049
Kadmat | 2025-01-19 17:00 | 1 | 19 | 17 | 3.69 | 191 | 29.1 | 28.72 | 7 | 21.72 | 5.02 | 1000 | 780.8 | 0.0361 | 0.1672 | 0.8872 | 0.1084
Kadmat | 2025-01-19 18:00 | 1 | 19 | 18 | 2.89 | 0 | 28.5 | 28.7 | 7 | 21.7 | 4.92 | 1000 | 821.2 | 0.0069 | 0 | 0.8844 | 0.1063
Kadmat | 2025-01-19 19:00 | 1 | 19 | 19 | 2.54 | 0 | 28.01 | 28.67 | 7 | 21.67 | 4.95 | 1000 | 838.9 | 0.0008 | 0 | 0.8808 | 0.1069
Kadmat | 2025-01-19 20:00 | 1 | 19 | 20 | 2.01 | 0 | 27.5 | 28.63 | 7 | 21.63 | 5.64 | 1000 | 829.9 | 0 | 0 | 0.8766 | 0.1219
Kadmat | 2025-01-19 21:00 | 1 | 19 | 21 | 2.07 | 0 | 26.84 | 28.6 | 7 | 21.6 | 5.69 | 1000 | 755 | 0 | 0 | 0.8721 | 0.1229
Kadmat | 2025-01-19 22:00 | 1 | 19 | 22 | 2.3 | 0 | 26.68 | 28.56 | 7 | 21.56 | 5.66 | 1000 | 655.3 | 0 | 0 | 0.8677 | 0.1223
Kadmat | 2025-01-19 23:00 | 1 | 19 | 23 | 1.4 | 0 | 26.4 | 28.52 | 7 | 21.52 | 6.22 | 1000 | 538 | 0 | 0 | 0.8635 | 0.1343
Kadmat | 2025-01-20 00:00 | 1 | 20 | 0 | 1.16 | 0 | 26.26 | 28.49 | 7 | 21.49 | 6.51 | 1000 | 472.5 | 0 | 0 | 0.8599 | 0.1405
Kadmat | 2025-01-20 01:00 | 1 | 20 | 1 | 0.77 | 0 | 26.02 | 28.47 | 7 | 21.47 | 6.75 | 1000 | 457.1 | 0 | 0 | 0.8572 | 0.1458
Kadmat | 2025-01-20 02:00 | 1 | 20 | 2 | 0.42 | 0 | 25.71 | 28.45 | 7 | 21.45 | 6.74 | 1000 | 438.7 | 0 | 0 | 0.8555 | 0.1456
Kadmat | 2025-01-20 03:00 | 1 | 20 | 3 | 0.68 | 0 | 25.72 | 28.45 | 7 | 21.45 | 7.15 | 1000 | 419.9 | 0 | 0 | 0.855 | 0.1545
Kadmat | 2025-01-20 04:00 | 1 | 20 | 4 | 0.97 | 0 | 25.96 | 28.45 | 7 | 21.45 | 7.35 | 1000 | 437.3 | 0 | 0 | 0.8557 | 0.1588
Kadmat | 2025-01-20 05:00 | 1 | 20 | 5 | 1.41 | 0 | 26.29 | 28.47 | 7 | 21.47 | 6.88 | 1000 | 454.1 | 0 | 0 | 0.8575 | 0.1487
Kadmat | 2025-01-20 06:00 | 1 | 20 | 6 | 1.63 | 0 | 26.52 | 28.49 | 7 | 21.49 | 7.11 | 1000 | 532.3 | 0 | 0 | 0.8603 | 0.1537
Kadmat | 2025-01-20 07:00 | 1 | 20 | 7 | 2.43 | 53.4 | 26.84 | 28.53 | 7 | 21.53 | 6.6 | 1000 | 596.4 | 0 | 0.0476 | 0.864 | 0.1426
Kadmat | 2025-01-20 08:00 | 1 | 20 | 8 | 3.13 | 314.8 | 27.17 | 28.56 | 7 | 21.56 | 6.01 | 1000 | 588.8 | 0.0138 | 0.2748 | 0.8683 | 0.1299
Kadmat | 2025-01-20 09:00 | 1 | 20 | 9 | 2.62 | 472.8 | 27.46 | 28.6 | 7 | 21.6 | 4.92 | 1000 | 650.3 | 0.0022 | 0.4073 | 0.8729 | 0.1062
Kadmat | 2025-01-20 10:00 | 1 | 20 | 10 | 3.59 | 753.5 | 27.91 | 28.64 | 7 | 21.64 | 4.61 | 1000 | 671.5 | 0.0312 | 0.6338 | 0.8776 | 0.0996
Kadmat | 2025-01-20 11:00 | 1 | 20 | 11 | 3.16 | 841.4 | 28.32 | 28.68 | 7 | 21.68 | 4.7 | 1000 | 676.2 | 0.0148 | 0.7016 | 0.8819 | 0.1015
Kadmat | 2025-01-20 12:00 | 1 | 20 | 12 | 3.49 | 923 | 28.72 | 28.71 | 7 | 21.71 | 4.58 | 1000 | 706.1 | 0.0266 | 0.7634 | 0.8856 | 0.099
Kadmat | 2025-01-20 13:00 | 1 | 20 | 13 | 4.19 | 934.1 | 28.85 | 28.73 | 7 | 21.73 | 4.7 | 1000 | 668.7 | 0.0619 | 0.7715 | 0.8885 | 0.1016
Kadmat | 2025-01-20 14:00 | 1 | 20 | 14 | 3.49 | 743.7 | 28.99 | 28.75 | 7 | 21.75 | 5.57 | 1000 | 695.9 | 0.0266 | 0.6235 | 0.8903 | 0.1203
Kadmat | 2025-01-20 15:00 | 1 | 20 | 15 | 3.51 | 619.2 | 29.19 | 28.76 | 7 | 21.76 | 6.17 | 1000 | 694.8 | 0.0273 | 0.5239 | 0.891 | 0.1333
Kadmat | 2025-01-20 16:00 | 1 | 20 | 16 | 3.53 | 414.6 | 28.98 | 28.75 | 7 | 21.75 | 5.87 | 1000 | 698.3 | 0.0284 | 0.3568 | 0.8905 | 0.1268
Kadmat | 2025-01-20 17:00 | 1 | 20 | 17 | 3.02 | 206.7 | 28.61 | 28.74 | 7 | 21.74 | 5.98 | 1000 | 765.6 | 0.0099 | 0.1811 | 0.8888 | 0.1292
Kadmat | 2025-01-20 18:00 | 1 | 20 | 18 | 3.94 | 0.1 | 28.22 | 28.71 | 7 | 21.71 | 5.64 | 1000 | 839.1 | 0.0478 | 0.0001 | 0.886 | 0.1219
Kadmat | 2025-01-20 19:00 | 1 | 20 | 19 | 3.95 | 0 | 27.51 | 28.68 | 7 | 21.68 | 6.11 | 1000 | 843.7 | 0.048 | 0 | 0.8824 | 0.1319
Kadmat | 2025-01-20 20:00 | 1 | 20 | 20 | 3.68 | 0 | 27.09 | 28.65 | 7 | 21.65 | 5.2 | 1000 | 851.2 | 0.0355 | 0 | 0.8782 | 0.1124
Kadmat | 2025-01-20 21:00 | 1 | 20 | 21 | 3.56 | 0 | 26.79 | 28.61 | 7 | 21.61 | 5.1 | 1000 | 768.9 | 0.0298 | 0 | 0.8737 | 0.1101
Kadmat | 2025-01-20 22:00 | 1 | 20 | 22 | 3.55 | 0 | 26.47 | 28.57 | 7 | 21.57 | 4.9 | 1000 | 661 | 0.0294 | 0 | 0.8693 | 0.1059
Kadmat | 2025-01-20 23:00 | 1 | 20 | 23 | 2.49 | 0 | 25.92 | 28.54 | 7 | 21.54 | 4.95 | 1000 | 562.7 | 0 | 0 | 0.8651 | 0.1069
Kadmat | 2025-01-21 00:00 | 1 | 21 | 0 | 2.66 | 0 | 25.7 | 28.5 | 7 | 21.5 | 4.64 | 1000 | 468.8 | 0.0028 | 0 | 0.8615 | 0.1001
Kadmat | 2025-01-21 01:00 | 1 | 21 | 1 | 2.89 | 0 | 25.62 | 28.48 | 7 | 21.48 | 4.51 | 1000 | 445.4 | 0.007 | 0 | 0.8588 | 0.0973
Kadmat | 2025-01-21 02:00 | 1 | 21 | 2 | 3.98 | 0 | 25.61 | 28.47 | 7 | 21.47 | 4.22 | 1000 | 429.5 | 0.0495 | 0 | 0.8571 | 0.0912
Kadmat | 2025-01-21 03:00 | 1 | 21 | 3 | 4.59 | 0 | 25.58 | 28.46 | 7 | 21.46 | 4.77 | 1000 | 412.3 | 0.0872 | 0 | 0.8566 | 0.1031
Kadmat | 2025-01-21 04:00 | 1 | 21 | 4 | 5.65 | 0 | 25.57 | 28.47 | 7 | 21.47 | 5 | 1000 | 426.2 | 0.1728 | 0 | 0.8573 | 0.1081
Kadmat | 2025-01-21 05:00 | 1 | 21 | 5 | 5.63 | 0 | 25.92 | 28.48 | 7 | 21.48 | 5.02 | 1000 | 465 | 0.1714 | 0 | 0.8591 | 0.1084
Kadmat | 2025-01-21 06:00 | 1 | 21 | 6 | 5.31 | 0 | 26.43 | 28.51 | 7 | 21.51 | 5.47 | 1000 | 548.2 | 0.1423 | 0 | 0.8619 | 0.1181
Kadmat | 2025-01-21 07:00 | 1 | 21 | 7 | 5.4 | 51.1 | 26.87 | 28.54 | 7 | 21.54 | 5.14 | 1000 | 622 | 0.1504 | 0.0456 | 0.8656 | 0.111
Kadmat | 2025-01-21 08:00 | 1 | 21 | 8 | 5.57 | 281.5 | 27.34 | 28.58 | 7 | 21.58 | 4.92 | 1000 | 609.8 | 0.1648 | 0.2462 | 0.8699 | 0.1063
Kadmat | 2025-01-21 09:00 | 1 | 21 | 9 | 5.93 | 503 | 27.81 | 28.62 | 7 | 21.62 | 4.33 | 1000 | 652.9 | 0.1999 | 0.4317 | 0.8745 | 0.0936
Kadmat | 2025-01-21 10:00 | 1 | 21 | 10 | 5.6 | 738 | 28.24 | 28.66 | 7 | 21.66 | 4.7 | 1000 | 678.2 | 0.1686 | 0.6207 | 0.8792 | 0.1016
Kadmat | 2025-01-21 11:00 | 1 | 21 | 11 | 6.49 | 772.2 | 28.52 | 28.69 | 7 | 21.69 | 5.15 | 1000 | 685.7 | 0.263 | 0.647 | 0.8835 | 0.1112
Kadmat | 2025-01-21 12:00 | 1 | 21 | 12 | 5.54 | 924.2 | 28.71 | 28.72 | 7 | 21.72 | 5.38 | 1000 | 668.7 | 0.1622 | 0.7643 | 0.8872 | 0.1161
Kadmat | 2025-01-21 13:00 | 1 | 21 | 13 | 5.62 | 936.6 | 28.98 | 28.75 | 7 | 21.75 | 4.83 | 1000 | 669.2 | 0.1705 | 0.773 | 0.8901 | 0.1043
Kadmat | 2025-01-21 14:00 | 1 | 21 | 14 | 6.07 | 802.1 | 28.97 | 28.76 | 7 | 21.76 | 4.53 | 1000 | 662.9 | 0.2154 | 0.6693 | 0.8919 | 0.0978
Kadmat | 2025-01-21 15:00 | 1 | 21 | 15 | 6.27 | 697.1 | 28.96 | 28.77 | 7 | 21.77 | 4.6 | 1000 | 659.4 | 0.2383 | 0.5866 | 0.8926 | 0.0994
Kadmat | 2025-01-21 16:00 | 1 | 21 | 16 | 6.08 | 412.7 | 28.77 | 28.76 | 7 | 21.76 | 4.66 | 1000 | 669.3 | 0.2161 | 0.3555 | 0.8921 | 0.1007
Kadmat | 2025-01-21 17:00 | 1 | 21 | 17 | 6.73 | 210.2 | 28.51 | 28.75 | 7 | 21.75 | 5 | 1000 | 763.6 | 0.2938 | 0.1841 | 0.8904 | 0.108
Kadmat | 2025-01-21 18:00 | 1 | 21 | 18 | 7.33 | 0.2 | 28.15 | 28.73 | 7 | 21.73 | 5.15 | 1000 | 818.4 | 0.3767 | 0.0002 | 0.8876 | 0.1113
Kadmat | 2025-01-21 19:00 | 1 | 21 | 19 | 6.99 | 0 | 27.76 | 28.7 | 7 | 21.7 | 5.48 | 1000 | 804.7 | 0.3278 | 0 | 0.884 | 0.1184
Kadmat | 2025-01-21 20:00 | 1 | 21 | 20 | 5.55 | 0 | 27.46 | 28.66 | 7 | 21.66 | 5.41 | 1000 | 789.1 | 0.1632 | 0 | 0.8798 | 0.1168
Kadmat | 2025-01-21 21:00 | 1 | 21 | 21 | 4.35 | 0 | 27.21 | 28.62 | 7 | 21.62 | 5.4 | 1000 | 727.5 | 0.0715 | 0 | 0.8753 | 0.1167
Kadmat | 2025-01-21 22:00 | 1 | 21 | 22 | 3.49 | 0 | 26.85 | 28.58 | 7 | 21.58 | 5.36 | 1000 | 647.7 | 0.0268 | 0 | 0.8708 | 0.1158
Kadmat | 2025-01-21 23:00 | 1 | 21 | 23 | 2.97 | 0 | 26.39 | 28.55 | 7 | 21.55 | 5.04 | 1000 | 559.7 | 0.0085 | 0 | 0.8667 | 0.1089
Kadmat | 2025-01-22 00:00 | 1 | 22 | 0 | 3.21 | 0 | 26.19 | 28.52 | 7 | 21.52 | 5 | 1000 | 484.9 | 0.0167 | 0 | 0.8631 | 0.108
Kadmat | 2025-01-22 01:00 | 1 | 22 | 1 | 3.47 | 0 | 26.04 | 28.5 | 7 | 21.5 | 5.44 | 1000 | 470.4 | 0.0259 | 0 | 0.8604 | 0.1174
Kadmat | 2025-01-22 02:00 | 1 | 22 | 2 | 2.93 | 0 | 26.08 | 28.48 | 7 | 21.48 | 5.53 | 1000 | 431.5 | 0.0077 | 0 | 0.8587 | 0.1195
Kadmat | 2025-01-22 03:00 | 1 | 22 | 3 | 2.99 | 0 | 26.15 | 28.48 | 7 | 21.48 | 5.63 | 1000 | 399.5 | 0.0089 | 0 | 0.8582 | 0.1215
Kadmat | 2025-01-22 04:00 | 1 | 22 | 4 | 2.88 | 0 | 26.21 | 28.48 | 7 | 21.48 | 5.32 | 1000 | 426.5 | 0.0069 | 0 | 0.8588 | 0.1148
Kadmat | 2025-01-22 05:00 | 1 | 22 | 5 | 2.92 | 0 | 26.32 | 28.5 | 7 | 21.5 | 5.44 | 1000 | 457 | 0.0075 | 0 | 0.8606 | 0.1174
Kadmat | 2025-01-22 06:00 | 1 | 22 | 6 | 2.44 | 0 | 26.56 | 28.52 | 7 | 21.52 | 5.95 | 1000 | 541.5 | 0 | 0 | 0.8635 | 0.1285
Kadmat | 2025-01-22 07:00 | 1 | 22 | 7 | 2.35 | 52.6 | 26.92 | 28.55 | 7 | 21.55 | 6.18 | 1000 | 597.6 | 0 | 0.0469 | 0.8672 | 0.1334
Kadmat | 2025-01-22 08:00 | 1 | 22 | 8 | 2.3 | 292.6 | 27.26 | 28.59 | 7 | 21.59 | 6.13 | 1000 | 678.9 | 0 | 0.2558 | 0.8715 | 0.1324
Kadmat | 2025-01-22 09:00 | 1 | 22 | 9 | 2.93 | 437.2 | 27.88 | 28.63 | 7 | 21.63 | 5.91 | 1000 | 637 | 0.0077 | 0.3771 | 0.8761 | 0.1276
Kadmat | 2025-01-22 10:00 | 1 | 22 | 10 | 3.85 | 755.9 | 28.13 | 28.67 | 7 | 21.67 | 6.19 | 1000 | 691.6 | 0.0435 | 0.6351 | 0.8808 | 0.1337
Kadmat | 2025-01-22 11:00 | 1 | 22 | 11 | 3.35 | 869.5 | 28.2 | 28.71 | 7 | 21.71 | 5.75 | 1000 | 682 | 0.0214 | 0.7237 | 0.8851 | 0.1243
Kadmat | 2025-01-22 12:00 | 1 | 22 | 12 | 3.09 | 870.3 | 28.38 | 28.74 | 7 | 21.74 | 5.69 | 1000 | 694.9 | 0.0122 | 0.7238 | 0.8888 | 0.1229
Kadmat | 2025-01-22 13:00 | 1 | 22 | 13 | 2.2 | 772.7 | 28.45 | 28.76 | 7 | 21.76 | 5.37 | 1000 | 684.3 | 0 | 0.6476 | 0.8917 | 0.1159
Kadmat | 2025-01-22 14:00 | 1 | 22 | 14 | 1.59 | 793.3 | 28.41 | 28.78 | 7 | 21.78 | 6.03 | 1000 | 691.5 | 0 | 0.6639 | 0.8935 | 0.1302
Kadmat | 2025-01-22 15:00 | 1 | 22 | 15 | 0.99 | 699.9 | 28.52 | 28.78 | 7 | 21.78 | 5.69 | 1000 | 655.2 | 0 | 0.5898 | 0.8942 | 0.1229
Kadmat | 2025-01-22 16:00 | 1 | 22 | 16 | 0.76 | 489.5 | 28.31 | 28.78 | 7 | 21.78 | 5.5 | 1000 | 715.9 | 0 | 0.4198 | 0.8937 | 0.1187
Kadmat | 2025-01-22 17:00 | 1 | 22 | 17 | 1.01 | 230.7 | 28.03 | 28.76 | 7 | 21.76 | 5.89 | 1000 | 743.4 | 0 | 0.2021 | 0.892 | 0.1273
Kadmat | 2025-01-22 18:00 | 1 | 22 | 18 | 0.71 | 0.4 | 27.78 | 28.74 | 7 | 21.74 | 6.4 | 1000 | 795.2 | 0 | 0.0004 | 0.8892 | 0.1382
Kadmat | 2025-01-22 19:00 | 1 | 22 | 19 | 1.21 | 0 | 27.34 | 28.71 | 7 | 21.71 | 5.88 | 1000 | 895.1 | 0 | 0 | 0.8856 | 0.1271
Kadmat | 2025-01-22 20:00 | 1 | 22 | 20 | 1.13 | 0 | 26.96 | 28.67 | 7 | 21.67 | 6.45 | 1000 | 853.2 | 0 | 0 | 0.8814 | 0.1394
Kadmat | 2025-01-22 21:00 | 1 | 22 | 21 | 1.24 | 0 | 26.74 | 28.64 | 7 | 21.64 | 6.19 | 1000 | 801.7 | 0 | 0 | 0.8769 | 0.1338
Kadmat | 2025-01-22 22:00 | 1 | 22 | 22 | 1.43 | 0 | 26.45 | 28.6 | 7 | 21.6 | 5.97 | 1000 | 644.3 | 0 | 0 | 0.8724 | 0.1289
Kadmat | 2025-01-22 23:00 | 1 | 22 | 23 | 1.11 | 0 | 26.16 | 28.56 | 7 | 21.56 | 6.77 | 1000 | 560.5 | 0 | 0 | 0.8683 | 0.1462
Kadmat | 2025-01-23 00:00 | 1 | 23 | 0 | 0.87 | 0 | 25.95 | 28.53 | 7 | 21.53 | 6.06 | 1000 | 495.6 | 0 | 0 | 0.8647 | 0.1308
Kadmat | 2025-01-23 01:00 | 1 | 23 | 1 | 1.07 | 0 | 25.66 | 28.51 | 7 | 21.51 | 5.57 | 1000 | 466 | 0 | 0 | 0.862 | 0.1203
Kadmat | 2025-01-23 02:00 | 1 | 23 | 2 | 1.33 | 0 | 25.63 | 28.49 | 7 | 21.49 | 5.41 | 1000 | 436.6 | 0 | 0 | 0.8603 | 0.1169
Kadmat | 2025-01-23 03:00 | 1 | 23 | 3 | 1.51 | 0 | 25.65 | 28.49 | 7 | 21.49 | 5.9 | 1000 | 398.8 | 0 | 0 | 0.8598 | 0.1273
Kadmat | 2025-01-23 04:00 | 1 | 23 | 4 | 1.32 | 0 | 25.86 | 28.5 | 7 | 21.5 | 6.36 | 1000 | 426.2 | 0 | 0 | 0.8604 | 0.1374
Kadmat | 2025-01-23 05:00 | 1 | 23 | 5 | 1.44 | 0 | 26.27 | 28.51 | 7 | 21.51 | 6.9 | 1000 | 482.7 | 0 | 0 | 0.8622 | 0.1491
Kadmat | 2025-01-23 06:00 | 1 | 23 | 6 | 1.1 | 0 | 26.63 | 28.54 | 7 | 21.54 | 6.51 | 1000 | 523.5 | 0 | 0 | 0.8651 | 0.1406
Kadmat | 2025-01-23 07:00 | 1 | 23 | 7 | 1.16 | 54.2 | 27.05 | 28.57 | 7 | 21.57 | 6.61 | 1000 | 561 | 0 | 0.0483 | 0.8688 | 0.1428
Kadmat | 2025-01-23 08:00 | 1 | 23 | 8 | 0.82 | 294.1 | 27.29 | 28.6 | 7 | 21.6 | 7.37 | 1000 | 606 | 0 | 0.257 | 0.8731 | 0.1592
Kadmat | 2025-01-23 09:00 | 1 | 23 | 9 | 1 | 563 | 27.55 | 28.64 | 7 | 21.64 | 7.13 | 1000 | 643.7 | 0 | 0.4814 | 0.8777 | 0.154
Kadmat | 2025-01-23 10:00 | 1 | 23 | 10 | 0.81 | 651 | 27.91 | 28.68 | 7 | 21.68 | 7.52 | 1000 | 668 | 0 | 0.5521 | 0.8824 | 0.1624
Kadmat | 2025-01-23 11:00 | 1 | 23 | 11 | 0.91 | 689.2 | 28.28 | 28.72 | 7 | 21.72 | 8.13 | 1000 | 679.9 | 0 | 0.5818 | 0.8867 | 0.1756
Kadmat | 2025-01-23 12:00 | 1 | 23 | 12 | 0.53 | 774.8 | 28.59 | 28.75 | 7 | 21.75 | 7.86 | 1000 | 659.4 | 0 | 0.6489 | 0.8904 | 0.1697
Kadmat | 2025-01-23 13:00 | 1 | 23 | 13 | 0.64 | 879.9 | 28.88 | 28.78 | 7 | 21.78 | 9.09 | 1000 | 678.9 | 0 | 0.7299 | 0.8933 | 0.1964
Kadmat | 2025-01-23 14:00 | 1 | 23 | 14 | 0.78 | 789.5 | 28.94 | 28.79 | 7 | 21.79 | 10.23 | 1000 | 641 | 0 | 0.6595 | 0.8951 | 0.2209
Kadmat | 2025-01-23 15:00 | 1 | 23 | 15 | 1.02 | 568.3 | 28.98 | 28.8 | 7 | 21.8 | 9.16 | 1000 | 663.2 | 0 | 0.4832 | 0.8958 | 0.1979
Kadmat | 2025-01-23 16:00 | 1 | 23 | 16 | 0.92 | 480.5 | 28.8 | 28.79 | 7 | 21.79 | 8.8 | 1000 | 701.7 | 0 | 0.4117 | 0.8953 | 0.1901
Kadmat | 2025-01-23 17:00 | 1 | 23 | 17 | 1.25 | 208.9 | 28.74 | 28.78 | 7 | 21.78 | 8.41 | 1000 | 826.4 | 0 | 0.1828 | 0.8936 | 0.1816
Kadmat | 2025-01-23 18:00 | 1 | 23 | 18 | 1.11 | 0.7 | 28.52 | 28.75 | 7 | 21.75 | 7.66 | 1000 | 849.9 | 0 | 0.0007 | 0.8908 | 0.1655
Kadmat | 2025-01-23 19:00 | 1 | 23 | 19 | 1.84 | 0 | 28.38 | 28.72 | 7 | 21.72 | 8.37 | 1000 | 876.9 | 0 | 0 | 0.8872 | 0.1809
Kadmat | 2025-01-23 20:00 | 1 | 23 | 20 | 1.33 | 0 | 27.63 | 28.69 | 7 | 21.69 | 7.7 | 1000 | 838.3 | 0 | 0 | 0.883 | 0.1663
Kadmat | 2025-01-23 21:00 | 1 | 23 | 21 | 1.28 | 0 | 27.13 | 28.65 | 7 | 21.65 | 7.93 | 1000 | 772.8 | 0 | 0 | 0.8785 | 0.1712
Kadmat | 2025-01-23 22:00 | 1 | 23 | 22 | 1.18 | 0 | 26.67 | 28.61 | 7 | 21.61 | 7.24 | 1000 | 692.1 | 0 | 0 | 0.874 | 0.1565
Kadmat | 2025-01-23 23:00 | 1 | 23 | 23 | 0.63 | 0 | 26.32 | 28.58 | 7 | 21.58 | 7.81 | 1000 | 532.3 | 0 | 0 | 0.8698 | 0.1687
Kadmat | 2025-01-24 00:00 | 1 | 24 | 0 | 1.2 | 0 | 25.97 | 28.55 | 7 | 21.55 | 8.26 | 1000 | 468.9 | 0 | 0 | 0.8663 | 0.1785
Kadmat | 2025-01-24 01:00 | 1 | 24 | 1 | 1.48 | 0 | 25.67 | 28.52 | 7 | 21.52 | 8.68 | 1000 | 457.7 | 0 | 0 | 0.8636 | 0.1875
Kadmat | 2025-01-24 02:00 | 1 | 24 | 2 | 1.01 | 0 | 25.63 | 28.51 | 7 | 21.51 | 8.45 | 1000 | 421.3 | 0 | 0 | 0.8619 | 0.1826
Kadmat | 2025-01-24 03:00 | 1 | 24 | 3 | 1.13 | 0 | 25.58 | 28.5 | 7 | 21.5 | 8.82 | 1000 | 418.4 | 0 | 0 | 0.8613 | 0.1904
Kadmat | 2025-01-24 04:00 | 1 | 24 | 4 | 1.17 | 0 | 25.59 | 28.51 | 7 | 21.51 | 9.4 | 1000 | 427.3 | 0 | 0 | 0.862 | 0.2031
Kadmat | 2025-01-24 05:00 | 1 | 24 | 5 | 1.03 | 0 | 25.89 | 28.52 | 7 | 21.52 | 9.01 | 1000 | 476.8 | 0 | 0 | 0.8638 | 0.1947
Kadmat | 2025-01-24 06:00 | 1 | 24 | 6 | 1.32 | 0 | 26.02 | 28.55 | 7 | 21.55 | 8.65 | 1000 | 560.7 | 0 | 0 | 0.8667 | 0.1869
Kadmat | 2025-01-24 07:00 | 1 | 24 | 7 | 1.23 | 50.7 | 26.3 | 28.58 | 7 | 21.58 | 8.89 | 1000 | 591.9 | 0 | 0.0453 | 0.8704 | 0.192
Kadmat | 2025-01-24 08:00 | 1 | 24 | 8 | 1.42 | 305.1 | 26.93 | 28.62 | 7 | 21.62 | 8.2 | 1000 | 589.4 | 0 | 0.2668 | 0.8747 | 0.1772
Kadmat | 2025-01-24 09:00 | 1 | 24 | 9 | 1.68 | 518.4 | 27.35 | 28.66 | 7 | 21.66 | 8.07 | 1000 | 670.3 | 0 | 0.4452 | 0.8793 | 0.1744
Kadmat | 2025-01-24 10:00 | 1 | 24 | 10 | 2.19 | 758.5 | 27.91 | 28.7 | 7 | 21.7 | 7.95 | 1000 | 658 | 0 | 0.6377 | 0.8839 | 0.1717
Kadmat | 2025-01-24 11:00 | 1 | 24 | 11 | 2.68 | 819.4 | 28.28 | 28.73 | 7 | 21.73 | 7.44 | 1000 | 665.8 | 0.0032 | 0.6846 | 0.8883 | 0.1607
Kadmat | 2025-01-24 12:00 | 1 | 24 | 12 | 2.95 | 930.8 | 28.42 | 28.76 | 7 | 21.76 | 6.85 | 1000 | 692 | 0.0081 | 0.7703 | 0.892 | 0.1479
Kadmat | 2025-01-24 13:00 | 1 | 24 | 13 | 2.5 | 915 | 28.48 | 28.79 | 7 | 21.79 | 6.66 | 1000 | 677.9 | 0 | 0.758 | 0.8949 | 0.1438
Kadmat | 2025-01-24 14:00 | 1 | 24 | 14 | 3.4 | 794.9 | 28.75 | 28.8 | 7 | 21.8 | 6.93 | 1000 | 665.1 | 0.0234 | 0.6642 | 0.8967 | 0.1496
Kadmat | 2025-01-24 15:00 | 1 | 24 | 15 | 3.03 | 614.6 | 28.75 | 28.81 | 7 | 21.81 | 8.38 | 1000 | 659.6 | 0.0102 | 0.5211 | 0.8974 | 0.1811
Kadmat | 2025-01-24 16:00 | 1 | 24 | 16 | 2.32 | 494.9 | 28.88 | 28.81 | 7 | 21.81 | 10.11 | 1000 | 658.8 | 0 | 0.4234 | 0.8969 | 0.2183
Kadmat | 2025-01-24 17:00 | 1 | 24 | 17 | 2.16 | 210.8 | 28.84 | 28.79 | 7 | 21.79 | 10.67 | 1000 | 769.8 | 0 | 0.1844 | 0.8952 | 0.2305
Kadmat | 2025-01-24 18:00 | 1 | 24 | 18 | 2 | 1.1 | 28.52 | 28.77 | 7 | 21.77 | 10.92 | 1000 | 831 | 0 | 0.001 | 0.8924 | 0.2359
Kadmat | 2025-01-24 19:00 | 1 | 24 | 19 | 1.65 | 0 | 28.2 | 28.74 | 7 | 21.74 | 11.16 | 1000 | 883.8 | 0 | 0 | 0.8888 | 0.2411
Kadmat | 2025-01-24 20:00 | 1 | 24 | 20 | 1.74 | 0 | 27.79 | 28.7 | 7 | 21.7 | 10.48 | 1000 | 848.3 | 0 | 0 | 0.8846 | 0.2264
Kadmat | 2025-01-24 21:00 | 1 | 24 | 21 | 2.18 | 0 | 27.21 | 28.66 | 7 | 21.66 | 10.8 | 1000 | 761.7 | 0 | 0 | 0.8801 | 0.2333
Kadmat | 2025-01-24 22:00 | 1 | 24 | 22 | 1.57 | 0 | 26.79 | 28.63 | 7 | 21.63 | 10.43 | 1000 | 673.6 | 0 | 0 | 0.8756 | 0.2252
Kadmat | 2025-01-24 23:00 | 1 | 24 | 23 | 2.4 | 0 | 26.51 | 28.59 | 7 | 21.59 | 11.18 | 1000 | 538.3 | 0 | 0 | 0.8714 | 0.2414
Kadmat | 2025-01-25 00:00 | 1 | 25 | 0 | 2.14 | 0 | 26.31 | 28.56 | 7 | 21.56 | 9.93 | 1000 | 481.4 | 0 | 0 | 0.8679 | 0.2145
Kadmat | 2025-01-25 01:00 | 1 | 25 | 1 | 1.51 | 0 | 25.98 | 28.54 | 7 | 21.54 | 10.06 | 1000 | 447.9 | 0 | 0 | 0.8651 | 0.2173
Kadmat | 2025-01-25 02:00 | 1 | 25 | 2 | 1.54 | 0 | 25.82 | 28.52 | 7 | 21.52 | 10.05 | 1000 | 427.3 | 0 | 0 | 0.8634 | 0.2172
Kadmat | 2025-01-25 03:00 | 1 | 25 | 3 | 2.4 | 0 | 25.88 | 28.52 | 7 | 21.52 | 10.6 | 1000 | 416.8 | 0 | 0 | 0.8629 | 0.2289
Kadmat | 2025-01-25 04:00 | 1 | 25 | 4 | 3.09 | 0 | 25.79 | 28.52 | 7 | 21.52 | 10.96 | 1000 | 445.3 | 0.0124 | 0 | 0.8636 | 0.2367
Kadmat | 2025-01-25 05:00 | 1 | 25 | 5 | 2.26 | 0 | 25.93 | 28.54 | 7 | 21.54 | 9.76 | 1000 | 487.3 | 0 | 0 | 0.8654 | 0.2108
Kadmat | 2025-01-25 06:00 | 1 | 25 | 6 | 1.12 | 0 | 26.24 | 28.56 | 7 | 21.56 | 10.65 | 1000 | 535.2 | 0 | 0 | 0.8683 | 0.23
Kadmat | 2025-01-25 07:00 | 1 | 25 | 7 | 0.65 | 53.1 | 26.62 | 28.59 | 7 | 21.59 | 11.23 | 1000 | 569.6 | 0 | 0.0474 | 0.872 | 0.2425
Kadmat | 2025-01-25 08:00 | 1 | 25 | 8 | 0.92 | 322.9 | 26.92 | 28.63 | 7 | 21.63 | 10.73 | 1000 | 598.4 | 0 | 0.282 | 0.8763 | 0.2319
Kadmat | 2025-01-25 09:00 | 1 | 25 | 9 | 1.43 | 564.8 | 27.2 | 28.67 | 7 | 21.67 | 12.54 | 1000 | 627.4 | 0 | 0.4835 | 0.8809 | 0.271
Kadmat | 2025-01-25 10:00 | 1 | 25 | 10 | 1.74 | 692.7 | 27.76 | 28.71 | 7 | 21.71 | 13.99 | 1000 | 685.3 | 0 | 0.5858 | 0.8855 | 0.3022
Kadmat | 2025-01-25 11:00 | 1 | 25 | 11 | 1.43 | 855.6 | 28.27 | 28.75 | 7 | 21.75 | 15.24 | 1000 | 697.8 | 0 | 0.7127 | 0.8899 | 0.3292
Kadmat | 2025-01-25 12:00 | 1 | 25 | 12 | 1.35 | 870.2 | 28.76 | 28.78 | 7 | 21.78 | 15.35 | 1000 | 674.7 | 0 | 0.7227 | 0.8936 | 0.3316
Kadmat | 2025-01-25 13:00 | 1 | 25 | 13 | 0.98 | 911.5 | 28.96 | 28.8 | 7 | 21.8 | 13.45 | 1000 | 707.9 | 0 | 0.7539 | 0.8965 | 0.2905
Kadmat | 2025-01-25 14:00 | 1 | 25 | 14 | 1.28 | 861.5 | 29.06 | 28.82 | 7 | 21.82 | 15.1 | 1000 | 644.5 | 0 | 0.7152 | 0.8984 | 0.3262
Kadmat | 2025-01-25 15:00 | 1 | 25 | 15 | 0.71 | 702.3 | 29.04 | 28.82 | 7 | 21.82 | 13.8 | 1000 | 659.8 | 0 | 0.5907 | 0.899 | 0.2981
Kadmat | 2025-01-25 16:00 | 1 | 25 | 16 | 0.44 | 447.5 | 29.01 | 28.82 | 7 | 21.82 | 13.18 | 1000 | 677.3 | 0 | 0.3841 | 0.8985 | 0.2847
Kadmat | 2025-01-25 17:00 | 1 | 25 | 17 | 0.17 | 209 | 28.87 | 28.8 | 7 | 21.8 | 13.33 | 1000 | 776.8 | 0 | 0.1828 | 0.8968 | 0.288
Kadmat | 2025-01-25 18:00 | 1 | 25 | 18 | 0.16 | 1.6 | 28.47 | 28.78 | 7 | 21.78 | 13.59 | 1000 | 803.4 | 0 | 0.0014 | 0.894 | 0.2936
Kadmat | 2025-01-25 19:00 | 1 | 25 | 19 | 0.13 | 0 | 28.01 | 28.75 | 7 | 21.75 | 14.34 | 1000 | 859 | 0 | 0 | 0.8904 | 0.3097
Kadmat | 2025-01-25 20:00 | 1 | 25 | 20 | 0.16 | 0 | 27.46 | 28.72 | 7 | 21.72 | 12.32 | 1000 | 853 | 0 | 0 | 0.8862 | 0.2662
Kadmat | 2025-01-25 21:00 | 1 | 25 | 21 | 0.31 | 0 | 26.96 | 28.68 | 7 | 21.68 | 11.79 | 1000 | 797.4 | 0 | 0 | 0.8817 | 0.2547
Kadmat | 2025-01-25 22:00 | 1 | 25 | 22 | 0.47 | 0 | 26.7 | 28.64 | 7 | 21.64 | 10.64 | 1000 | 672.7 | 0 | 0 | 0.8772 | 0.2297
Kadmat | 2025-01-25 23:00 | 1 | 25 | 23 | 0.62 | 0 | 26.42 | 28.6 | 7 | 21.6 | 10.74 | 1000 | 528.8 | 0 | 0 | 0.873 | 0.2319
Kadmat | 2025-01-26 00:00 | 1 | 26 | 0 | 0.71 | 0 | 26.25 | 28.57 | 7 | 21.57 | 11.69 | 1000 | 472.9 | 0 | 0 | 0.8694 | 0.2525
Kadmat | 2025-01-26 01:00 | 1 | 26 | 1 | 1 | 0 | 26.02 | 28.55 | 7 | 21.55 | 11.41 | 1000 | 438.1 | 0 | 0 | 0.8667 | 0.2465
Kadmat | 2025-01-26 02:00 | 1 | 26 | 2 | 1.05 | 0 | 26.08 | 28.54 | 7 | 21.54 | 10.8 | 1000 | 443.3 | 0 | 0 | 0.865 | 0.2332
Kadmat | 2025-01-26 03:00 | 1 | 26 | 3 | 0.82 | 0 | 25.96 | 28.53 | 7 | 21.53 | 12.03 | 1000 | 430.1 | 0 | 0 | 0.8645 | 0.2599
Kadmat | 2025-01-26 04:00 | 1 | 26 | 4 | 1.19 | 0 | 25.9 | 28.54 | 7 | 21.54 | 12.24 | 1000 | 440.1 | 0 | 0 | 0.8652 | 0.2643
Kadmat | 2025-01-26 05:00 | 1 | 26 | 5 | 0.85 | 0 | 26.19 | 28.55 | 7 | 21.55 | 12.53 | 1000 | 482.6 | 0 | 0 | 0.867 | 0.2707
Kadmat | 2025-01-26 06:00 | 1 | 26 | 6 | 0.87 | 0 | 26.38 | 28.58 | 7 | 21.58 | 11.4 | 1000 | 499.3 | 0 | 0 | 0.8698 | 0.2462
Kadmat | 2025-01-26 07:00 | 1 | 26 | 7 | 0.87 | 59 | 26.86 | 28.61 | 7 | 21.61 | 10.45 | 1000 | 593.2 | 0 | 0.0526 | 0.8736 | 0.2256
Kadmat | 2025-01-26 08:00 | 1 | 26 | 8 | 1.19 | 266.2 | 27.41 | 28.64 | 7 | 21.64 | 9.93 | 1000 | 633.9 | 0 | 0.2331 | 0.8779 | 0.2145
Kadmat | 2025-01-26 09:00 | 1 | 26 | 9 | 1.46 | 515.9 | 27.65 | 28.68 | 7 | 21.68 | 9.08 | 1000 | 649.3 | 0 | 0.4426 | 0.8825 | 0.1962
Kadmat | 2025-01-26 10:00 | 1 | 26 | 10 | 2.12 | 761.4 | 28.14 | 28.72 | 7 | 21.72 | 8.91 | 1000 | 620.4 | 0 | 0.6395 | 0.8871 | 0.1925
Kadmat | 2025-01-26 11:00 | 1 | 26 | 11 | 3.33 | 896 | 28.71 | 28.76 | 7 | 21.76 | 9.08 | 1000 | 697 | 0.0207 | 0.7428 | 0.8915 | 0.1961
Kadmat | 2025-01-26 12:00 | 1 | 26 | 12 | 3.55 | 901 | 28.95 | 28.79 | 7 | 21.79 | 9.47 | 1000 | 680.9 | 0.0295 | 0.7459 | 0.8952 | 0.2046
Kadmat | 2025-01-26 13:00 | 1 | 26 | 13 | 3.94 | 902.6 | 28.99 | 28.82 | 7 | 21.82 | 9.18 | 1000 | 698.5 | 0.0478 | 0.747 | 0.8981 | 0.1983
Kadmat | 2025-01-26 14:00 | 1 | 26 | 14 | 3.01 | 829.9 | 29.31 | 28.83 | 7 | 21.83 | 8.59 | 1000 | 670.7 | 0.0092 | 0.6901 | 0.9 | 0.1855
Kadmat | 2025-01-26 15:00 | 1 | 26 | 15 | 4.55 | 632.7 | 29.08 | 28.84 | 7 | 21.84 | 8.76 | 1000 | 678.1 | 0.0847 | 0.535 | 0.9006 | 0.1893
Kadmat | 2025-01-26 16:00 | 1 | 26 | 16 | 3.68 | 493.3 | 28.75 | 28.83 | 7 | 21.83 | 8.72 | 1000 | 686.2 | 0.0352 | 0.4222 | 0.9001 | 0.1883
Kadmat | 2025-01-26 17:00 | 1 | 26 | 17 | 3.65 | 213.8 | 28.36 | 28.82 | 7 | 21.82 | 8.58 | 1000 | 769.3 | 0.0339 | 0.1873 | 0.8984 | 0.1853
Kadmat | 2025-01-26 18:00 | 1 | 26 | 18 | 3.05 | 2.1 | 28.23 | 28.8 | 7 | 21.8 | 8.81 | 1000 | 803.6 | 0.0108 | 0.0018 | 0.8956 | 0.1902
Kadmat | 2025-01-26 19:00 | 1 | 26 | 19 | 3.88 | 0 | 27.74 | 28.76 | 7 | 21.76 | 8.43 | 1000 | 825.3 | 0.0448 | 0 | 0.892 | 0.1821
Kadmat | 2025-01-26 20:00 | 1 | 26 | 20 | 2.61 | 0 | 27.25 | 28.73 | 7 | 21.73 | 7.65 | 1000 | 847.3 | 0.002 | 0 | 0.8878 | 0.1651
Kadmat | 2025-01-26 21:00 | 1 | 26 | 21 | 2.36 | 0 | 26.83 | 28.69 | 7 | 21.69 | 7.68 | 1000 | 766 | 0 | 0 | 0.8833 | 0.166
Kadmat | 2025-01-26 22:00 | 1 | 26 | 22 | 2.32 | 0 | 26.45 | 28.65 | 7 | 21.65 | 6.51 | 1000 | 702.7 | 0 | 0 | 0.8788 | 0.1405
Kadmat | 2025-01-26 23:00 | 1 | 26 | 23 | 2.03 | 0 | 26.17 | 28.62 | 7 | 21.62 | 6.17 | 1000 | 568 | 0 | 0 | 0.8746 | 0.1333
Kadmat | 2025-01-27 00:00 | 1 | 27 | 0 | 2.98 | 0 | 26 | 28.59 | 7 | 21.59 | 6.18 | 1000 | 470.2 | 0.0087 | 0 | 0.871 | 0.1334
Kadmat | 2025-01-27 01:00 | 1 | 27 | 1 | 2.63 | 0 | 25.92 | 28.56 | 7 | 21.56 | 6.81 | 1000 | 439.6 | 0.0024 | 0 | 0.8683 | 0.1472
Kadmat | 2025-01-27 02:00 | 1 | 27 | 2 | 3.22 | 0 | 25.84 | 28.55 | 7 | 21.55 | 7.11 | 1000 | 415.4 | 0.0169 | 0 | 0.8666 | 0.1536
Kadmat | 2025-01-27 03:00 | 1 | 27 | 3 | 3.71 | 0 | 25.9 | 28.54 | 7 | 21.54 | 5.85 | 1000 | 417.3 | 0.0367 | 0 | 0.8661 | 0.1264
Kadmat | 2025-01-27 04:00 | 1 | 27 | 4 | 2.99 | 0 | 25.69 | 28.55 | 7 | 21.55 | 5.67 | 1000 | 439.4 | 0.0089 | 0 | 0.8668 | 0.1225
Kadmat | 2025-01-27 05:00 | 1 | 27 | 5 | 3.59 | 0 | 26.06 | 28.57 | 7 | 21.57 | 5.75 | 1000 | 466.8 | 0.0314 | 0 | 0.8686 | 0.1243
Kadmat | 2025-01-27 06:00 | 1 | 27 | 6 | 4.22 | 0 | 26.4 | 28.59 | 7 | 21.59 | 5.36 | 1000 | 501.9 | 0.0638 | 0 | 0.8714 | 0.1158
Kadmat | 2025-01-27 07:00 | 1 | 27 | 7 | 4.26 | 46 | 26.68 | 28.62 | 7 | 21.62 | 5.18 | 1000 | 631.2 | 0.0665 | 0.041 | 0.8751 | 0.112
Kadmat | 2025-01-27 08:00 | 1 | 27 | 8 | 4.56 | 308.8 | 27.23 | 28.66 | 7 | 21.66 | 5.11 | 1000 | 633.6 | 0.0854 | 0.2697 | 0.8795 | 0.1103
Kadmat | 2025-01-27 09:00 | 1 | 27 | 9 | 5.78 | 483.2 | 27.65 | 28.7 | 7 | 21.7 | 5.61 | 1000 | 626.5 | 0.1851 | 0.4156 | 0.8841 | 0.1211
Kadmat | 2025-01-27 10:00 | 1 | 27 | 10 | 4.72 | 763 | 28.18 | 28.74 | 7 | 21.74 | 5.89 | 1000 | 667.5 | 0.0967 | 0.6406 | 0.8887 | 0.1272
Kadmat | 2025-01-27 11:00 | 1 | 27 | 11 | 4.55 | 833.5 | 28.26 | 28.77 | 7 | 21.77 | 4.87 | 1000 | 669.3 | 0.0848 | 0.6956 | 0.8931 | 0.1052
Kadmat | 2025-01-27 12:00 | 1 | 27 | 12 | 4.46 | 827.8 | 28.52 | 28.81 | 7 | 21.81 | 5.14 | 1000 | 681.8 | 0.0788 | 0.6905 | 0.8968 | 0.111
Kadmat | 2025-01-27 13:00 | 1 | 27 | 13 | 3.71 | 811 | 28.55 | 28.83 | 7 | 21.83 | 5 | 1000 | 671.8 | 0.0371 | 0.6773 | 0.8997 | 0.108
Kadmat | 2025-01-27 14:00 | 1 | 27 | 14 | 3.23 | 843.2 | 28.55 | 28.85 | 7 | 21.85 | 5.24 | 1000 | 685.5 | 0.0172 | 0.7024 | 0.9016 | 0.1131
Kadmat | 2025-01-27 15:00 | 1 | 27 | 15 | 3.49 | 630.9 | 28.84 | 28.85 | 7 | 21.85 | 5.26 | 1000 | 661.3 | 0.0268 | 0.534 | 0.9022 | 0.1137
Kadmat | 2025-01-27 16:00 | 1 | 27 | 16 | 3.55 | 455.4 | 28.59 | 28.85 | 7 | 21.85 | 4.79 | 1000 | 692.2 | 0.0295 | 0.3912 | 0.9017 | 0.1036
Kadmat | 2025-01-27 17:00 | 1 | 27 | 17 | 3.53 | 250.4 | 28.4 | 28.83 | 7 | 21.83 | 5.17 | 1000 | 798.9 | 0.0286 | 0.2188 | 0.9 | 0.1117
Kadmat | 2025-01-27 18:00 | 1 | 27 | 18 | 4 | 2.8 | 28.28 | 28.81 | 7 | 21.81 | 4.65 | 1000 | 844.2 | 0.0505 | 0.0025 | 0.8972 | 0.1004
Kadmat | 2025-01-27 19:00 | 1 | 27 | 19 | 3.54 | 0 | 28.1 | 28.78 | 7 | 21.78 | 4.74 | 1000 | 888 | 0.0288 | 0 | 0.8936 | 0.1023
Kadmat | 2025-01-27 20:00 | 1 | 27 | 20 | 3.5 | 0 | 27.85 | 28.74 | 7 | 21.74 | 4.39 | 1000 | 829.7 | 0.027 | 0 | 0.8894 | 0.0948
Kadmat | 2025-01-27 21:00 | 1 | 27 | 21 | 2.46 | 0 | 27.38 | 28.7 | 7 | 21.7 | 4.03 | 1000 | 769.3 | 0 | 0 | 0.8849 | 0.087
Kadmat | 2025-01-27 22:00 | 1 | 27 | 22 | 2.07 | 0 | 26.85 | 28.67 | 7 | 21.67 | 4.05 | 1000 | 672.6 | 0 | 0 | 0.8804 | 0.0875
Kadmat | 2025-01-27 23:00 | 1 | 27 | 23 | 2.94 | 0 | 26.5 | 28.63 | 7 | 21.63 | 4.48 | 1000 | 544.9 | 0.008 | 0 | 0.8762 | 0.0968
Kadmat | 2025-01-28 00:00 | 1 | 28 | 0 | 3.42 | 0 | 26.26 | 28.6 | 7 | 21.6 | 4.43 | 1000 | 465.7 | 0.024 | 0 | 0.8726 | 0.0956
Kadmat | 2025-01-28 01:00 | 1 | 28 | 1 | 2.95 | 0 | 26.06 | 28.58 | 7 | 21.58 | 4.4 | 1000 | 462.3 | 0.0081 | 0 | 0.8699 | 0.0951
Kadmat | 2025-01-28 02:00 | 1 | 28 | 2 | 4.25 | 0 | 26.01 | 28.56 | 7 | 21.56 | 4.3 | 1000 | 428.4 | 0.0656 | 0 | 0.8682 | 0.0928
Kadmat | 2025-01-28 03:00 | 1 | 28 | 3 | 4.58 | 0 | 26.07 | 28.56 | 7 | 21.56 | 4.36 | 1000 | 408.8 | 0.0871 | 0 | 0.8677 | 0.0942
Kadmat | 2025-01-28 04:00 | 1 | 28 | 4 | 4.59 | 0 | 26.32 | 28.56 | 7 | 21.56 | 4.72 | 1000 | 424.6 | 0.0877 | 0 | 0.8683 | 0.102
Kadmat | 2025-01-28 05:00 | 1 | 28 | 5 | 3.6 | 0 | 26.6 | 28.58 | 7 | 21.58 | 4.5 | 1000 | 475.6 | 0.0317 | 0 | 0.8702 | 0.0972
Kadmat | 2025-01-28 06:00 | 1 | 28 | 6 | 3.47 | 0 | 27.06 | 28.6 | 7 | 21.6 | 4.73 | 1000 | 513 | 0.026 | 0 | 0.873 | 0.1023
Kadmat | 2025-01-28 07:00 | 1 | 28 | 7 | 3.1 | 51.9 | 27.06 | 28.63 | 7 | 21.63 | 4.48 | 1000 | 573.3 | 0.0125 | 0.0462 | 0.8767 | 0.0968
Kadmat | 2025-01-28 08:00 | 1 | 28 | 8 | 2.76 | 324.6 | 27.78 | 28.67 | 7 | 21.67 | 4.33 | 1000 | 621.5 | 0.0047 | 0.2826 | 0.8811 | 0.0934
Kadmat | 2025-01-28 09:00 | 1 | 28 | 9 | 2.3 | 550.8 | 28.19 | 28.71 | 7 | 21.71 | 4.24 | 1000 | 615.4 | 0 | 0.4703 | 0.8857 | 0.0915
Kadmat | 2025-01-28 10:00 | 1 | 28 | 10 | 1.94 | 764.7 | 28.49 | 28.75 | 7 | 21.75 | 4.09 | 1000 | 630.9 | 0 | 0.6412 | 0.8903 | 0.0883
Kadmat | 2025-01-28 11:00 | 1 | 28 | 11 | 1.35 | 818.3 | 28.87 | 28.79 | 7 | 21.79 | 4.21 | 1000 | 695 | 0 | 0.6822 | 0.8947 | 0.0909
Kadmat | 2025-01-28 12:00 | 1 | 28 | 12 | 1.86 | 930.1 | 29.09 | 28.82 | 7 | 21.82 | 4.03 | 1000 | 731.4 | 0 | 0.7677 | 0.8984 | 0.0871
Kadmat | 2025-01-28 13:00 | 1 | 28 | 13 | 2.75 | 756.2 | 29.37 | 28.84 | 7 | 21.84 | 3.85 | 1000 | 667.2 | 0.0046 | 0.6324 | 0.9013 | 0.0832
Kadmat | 2025-01-28 14:00 | 1 | 28 | 14 | 3.21 | 829.5 | 29.63 | 28.86 | 7 | 21.86 | 3.55 | 1000 | 682.6 | 0.0167 | 0.689 | 0.9032 | 0.0767
Kadmat | 2025-01-28 15:00 | 1 | 28 | 15 | 3.79 | 647.7 | 29.77 | 28.86 | 7 | 21.86 | 3.58 | 1000 | 655.4 | 0.0404 | 0.5456 | 0.9038 | 0.0773
Kadmat | 2025-01-28 16:00 | 1 | 28 | 16 | 3.94 | 454.5 | 29.53 | 28.86 | 7 | 21.86 | 3.92 | 1000 | 695.1 | 0.0477 | 0.3891 | 0.9033 | 0.0846
Kadmat | 2025-01-28 17:00 | 1 | 28 | 17 | 4.29 | 248.4 | 29.06 | 28.85 | 7 | 21.85 | 4.08 | 1000 | 775.5 | 0.0683 | 0.2165 | 0.9016 | 0.088
Kadmat | 2025-01-28 18:00 | 1 | 28 | 18 | 3.15 | 3.7 | 28.73 | 28.82 | 7 | 21.82 | 3.91 | 1000 | 824.6 | 0.0144 | 0.0033 | 0.8988 | 0.0844
Kadmat | 2025-01-28 19:00 | 1 | 28 | 19 | 2.31 | 0 | 28.08 | 28.79 | 7 | 21.79 | 3.88 | 1000 | 848.4 | 0 | 0 | 0.8952 | 0.0839
Kadmat | 2025-01-28 20:00 | 1 | 28 | 20 | 3.03 | 0 | 27.66 | 28.76 | 7 | 21.76 | 3.67 | 1000 | 867 | 0.0102 | 0 | 0.891 | 0.0793
Kadmat | 2025-01-28 21:00 | 1 | 28 | 21 | 3.18 | 0 | 27.28 | 28.72 | 7 | 21.72 | 3.48 | 1000 | 774 | 0.0154 | 0 | 0.8865 | 0.0751
Kadmat | 2025-01-28 22:00 | 1 | 28 | 22 | 3.86 | 0 | 26.8 | 28.68 | 7 | 21.68 | 3.44 | 1000 | 659.1 | 0.0439 | 0 | 0.882 | 0.0744
Kadmat | 2025-01-28 23:00 | 1 | 28 | 23 | 4.56 | 0 | 26.22 | 28.64 | 7 | 21.64 | 3.79 | 1000 | 559.9 | 0.0855 | 0 | 0.8778 | 0.0818
Kadmat | 2025-01-29 00:00 | 1 | 29 | 0 | 3.48 | 0 | 26 | 28.61 | 7 | 21.61 | 3.59 | 1000 | 472.7 | 0.0263 | 0 | 0.8742 | 0.0775
Kadmat | 2025-01-29 01:00 | 1 | 29 | 1 | 4.17 | 0 | 25.81 | 28.59 | 7 | 21.59 | 3.45 | 1000 | 455.7 | 0.0608 | 0 | 0.8715 | 0.0746
Kadmat | 2025-01-29 02:00 | 1 | 29 | 2 | 3.48 | 0 | 25.89 | 28.58 | 7 | 21.58 | 3.63 | 1000 | 430.5 | 0.0262 | 0 | 0.8698 | 0.0784
Kadmat | 2025-01-29 03:00 | 1 | 29 | 3 | 4.89 | 0 | 25.8 | 28.57 | 7 | 21.57 | 3.68 | 1000 | 426.1 | 0.1089 | 0 | 0.8693 | 0.0796
Kadmat | 2025-01-29 04:00 | 1 | 29 | 4 | 4.91 | 0 | 25.72 | 28.58 | 7 | 21.58 | 3.53 | 1000 | 424.4 | 0.1108 | 0 | 0.8699 | 0.0763
Kadmat | 2025-01-29 05:00 | 1 | 29 | 5 | 5.31 | 0 | 26.12 | 28.59 | 7 | 21.59 | 3.79 | 1000 | 468.2 | 0.1424 | 0 | 0.8718 | 0.0819
Kadmat | 2025-01-29 06:00 | 1 | 29 | 6 | 5.92 | 0 | 26.84 | 28.62 | 7 | 21.62 | 3.83 | 1000 | 515 | 0.1988 | 0 | 0.8746 | 0.0827
Kadmat | 2025-01-29 07:00 | 1 | 29 | 7 | 6.43 | 50.5 | 27.19 | 28.65 | 7 | 21.65 | 3.77 | 1000 | 584.4 | 0.2565 | 0.045 | 0.8783 | 0.0813
Kadmat | 2025-01-29 08:00 | 1 | 29 | 8 | 5.62 | 284.3 | 27.71 | 28.69 | 7 | 21.69 | 3.7 | 1000 | 625.3 | 0.1702 | 0.2483 | 0.8827 | 0.0799
Kadmat | 2025-01-29 09:00 | 1 | 29 | 9 | 5.39 | 509.9 | 27.99 | 28.72 | 7 | 21.72 | 3.81 | 1000 | 635.2 | 0.1491 | 0.4371 | 0.8873 | 0.0824
Kadmat | 2025-01-29 10:00 | 1 | 29 | 10 | 6.32 | 717.2 | 28.61 | 28.76 | 7 | 21.76 | 4.38 | 1000 | 648.4 | 0.2439 | 0.6034 | 0.8919 | 0.0946
Kadmat | 2025-01-29 11:00 | 1 | 29 | 11 | 6.26 | 809.6 | 28.96 | 28.8 | 7 | 21.8 | 4.3 | 1000 | 678.7 | 0.2366 | 0.6752 | 0.8963 | 0.0929
Kadmat | 2025-01-29 12:00 | 1 | 29 | 12 | 5.73 | 967.4 | 29.12 | 28.83 | 7 | 21.83 | 4.62 | 1000 | 661.3 | 0.1806 | 0.796 | 0.9 | 0.0997
Kadmat | 2025-01-29 13:00 | 1 | 29 | 13 | 6.55 | 759.4 | 29.15 | 28.86 | 7 | 21.86 | 4.94 | 1000 | 641.6 | 0.2711 | 0.6354 | 0.9029 | 0.1066
Kadmat | 2025-01-29 14:00 | 1 | 29 | 14 | 7.01 | 697.5 | 29.27 | 28.87 | 7 | 21.87 | 4.64 | 1000 | 656.2 | 0.3303 | 0.5863 | 0.9048 | 0.1003
Kadmat | 2025-01-29 15:00 | 1 | 29 | 15 | 6.78 | 705.9 | 29.17 | 28.88 | 7 | 21.88 | 4.82 | 1000 | 677.7 | 0.3014 | 0.5932 | 0.9055 | 0.1041
Kadmat | 2025-01-29 16:00 | 1 | 29 | 16 | 6.46 | 466.2 | 29.15 | 28.87 | 7 | 21.87 | 4.53 | 1000 | 685.8 | 0.2602 | 0.3993 | 0.9049 | 0.0979
Kadmat | 2025-01-29 17:00 | 1 | 29 | 17 | 5.63 | 243.4 | 29 | 28.86 | 7 | 21.86 | 4.84 | 1000 | 752.7 | 0.171 | 0.2123 | 0.9032 | 0.1045
Kadmat | 2025-01-29 18:00 | 1 | 29 | 18 | 6.25 | 4.3 | 28.87 | 28.84 | 7 | 21.84 | 4.26 | 1000 | 826.2 | 0.2355 | 0.0038 | 0.9004 | 0.0921
Kadmat | 2025-01-29 19:00 | 1 | 29 | 19 | 6.99 | 0 | 28.44 | 28.81 | 7 | 21.81 | 4.16 | 1000 | 854.8 | 0.3285 | 0 | 0.8968 | 0.0898
Kadmat | 2025-01-29 20:00 | 1 | 29 | 20 | 5.35 | 0 | 27.88 | 28.77 | 7 | 21.77 | 4.04 | 1000 | 849 | 0.1459 | 0 | 0.8926 | 0.0873
Kadmat | 2025-01-29 21:00 | 1 | 29 | 21 | 5.69 | 0 | 27.51 | 28.73 | 7 | 21.73 | 3.93 | 1000 | 780 | 0.1773 | 0 | 0.8881 | 0.0849
Kadmat | 2025-01-29 22:00 | 1 | 29 | 22 | 4.39 | 0 | 26.96 | 28.69 | 7 | 21.69 | 3.9 | 1000 | 627.2 | 0.0741 | 0 | 0.8836 | 0.0843
Kadmat | 2025-01-29 23:00 | 1 | 29 | 23 | 4.08 | 0 | 26.69 | 28.66 | 7 | 21.66 | 3.49 | 1000 | 568.5 | 0.0553 | 0 | 0.8794 | 0.0755
Kadmat | 2025-01-30 00:00 | 1 | 30 | 0 | 4.62 | 0 | 26.93 | 28.63 | 7 | 21.63 | 3.53 | 1000 | 461.9 | 0.0896 | 0 | 0.8758 | 0.0763
Kadmat | 2025-01-30 01:00 | 1 | 30 | 1 | 4.15 | 0 | 26.7 | 28.6 | 7 | 21.6 | 3.5 | 1000 | 449 | 0.0593 | 0 | 0.8731 | 0.0757
Kadmat | 2025-01-30 02:00 | 1 | 30 | 2 | 3.78 | 0 | 26.64 | 28.59 | 7 | 21.59 | 4.14 | 1000 | 412.3 | 0.0402 | 0 | 0.8714 | 0.0895
Kadmat | 2025-01-30 03:00 | 1 | 30 | 3 | 3.03 | 0 | 26.43 | 28.58 | 7 | 21.58 | 4.87 | 1000 | 416.4 | 0.0102 | 0 | 0.8709 | 0.1052
Kadmat | 2025-01-30 04:00 | 1 | 30 | 4 | 3.51 | 0 | 26.74 | 28.59 | 7 | 21.59 | 5.01 | 1000 | 437 | 0.0274 | 0 | 0.8715 | 0.1082
Kadmat | 2025-01-30 05:00 | 1 | 30 | 5 | 3.45 | 0 | 27.17 | 28.61 | 7 | 21.61 | 4.82 | 1000 | 485.3 | 0.0253 | 0 | 0.8733 | 0.104
Kadmat | 2025-01-30 06:00 | 1 | 30 | 6 | 4.38 | 0 | 27.4 | 28.63 | 7 | 21.63 | 4.8 | 1000 | 553.2 | 0.0737 | 0 | 0.8762 | 0.1037
Kadmat | 2025-01-30 07:00 | 1 | 30 | 7 | 5.18 | 52.3 | 27.52 | 28.66 | 7 | 21.66 | 4.47 | 1000 | 581.9 | 0.1317 | 0.0465 | 0.8799 | 0.0965
Kadmat | 2025-01-30 08:00 | 1 | 30 | 8 | 4.58 | 260.6 | 27.87 | 28.7 | 7 | 21.7 | 4.44 | 1000 | 625 | 0.0868 | 0.2279 | 0.8843 | 0.0958
Kadmat | 2025-01-30 09:00 | 1 | 30 | 9 | 4.06 | 513.8 | 28.36 | 28.74 | 7 | 21.74 | 4.69 | 1000 | 649.6 | 0.0542 | 0.4397 | 0.8889 | 0.1013
Kadmat | 2025-01-30 10:00 | 1 | 30 | 10 | 3.7 | 704.6 | 28.91 | 28.78 | 7 | 21.78 | 3.88 | 1000 | 661.6 | 0.0362 | 0.5927 | 0.8936 | 0.0838
Kadmat | 2025-01-30 11:00 | 1 | 30 | 11 | 2.87 | 842 | 29.07 | 28.81 | 7 | 21.81 | 4.01 | 1000 | 683.7 | 0.0067 | 0.7001 | 0.8979 | 0.0866
Kadmat | 2025-01-30 12:00 | 1 | 30 | 12 | 3.43 | 819.5 | 29.28 | 28.85 | 7 | 21.85 | 3.85 | 1000 | 707.2 | 0.0247 | 0.6821 | 0.9017 | 0.0831
Kadmat | 2025-01-30 13:00 | 1 | 30 | 13 | 3.81 | 874.1 | 29.45 | 28.87 | 7 | 21.87 | 3.84 | 1000 | 682.9 | 0.0414 | 0.7238 | 0.9045 | 0.0829
Kadmat | 2025-01-30 14:00 | 1 | 30 | 14 | 4.15 | 792.7 | 29.68 | 28.89 | 7 | 21.89 | 4.09 | 1000 | 677.8 | 0.0593 | 0.6602 | 0.9064 | 0.0884
Kadmat | 2025-01-30 15:00 | 1 | 30 | 15 | 3.57 | 700.2 | 29.57 | 28.89 | 7 | 21.89 | 3.15 | 1000 | 625 | 0.0304 | 0.5878 | 0.9071 | 0.068
Kadmat | 2025-01-30 16:00 | 1 | 30 | 16 | 4.02 | 453.5 | 29.45 | 28.89 | 7 | 21.89 | 2.9 | 1000 | 654.3 | 0.0518 | 0.3884 | 0.9065 | 0.0626
Kadmat | 2025-01-30 17:00 | 1 | 30 | 17 | 3.07 | 225.1 | 29.29 | 28.87 | 7 | 21.87 | 2.64 | 1000 | 750.4 | 0.0116 | 0.1964 | 0.9048 | 0.0569
Kadmat | 2025-01-30 18:00 | 1 | 30 | 18 | 2.74 | 4.9 | 28.75 | 28.85 | 7 | 21.85 | 2.66 | 1000 | 861.1 | 0.0043 | 0.0044 | 0.9021 | 0.0574
Kadmat | 2025-01-30 19:00 | 1 | 30 | 19 | 2.7 | 0 | 27.87 | 28.82 | 7 | 21.82 | 2.77 | 1000 | 843.8 | 0.0037 | 0 | 0.8984 | 0.0599
Kadmat | 2025-01-30 20:00 | 1 | 30 | 20 | 2.41 | 0 | 27.68 | 28.78 | 7 | 21.78 | 3.25 | 1000 | 845.5 | 0 | 0 | 0.8942 | 0.0702
Kadmat | 2025-01-30 21:00 | 1 | 30 | 21 | 2.45 | 0 | 27.29 | 28.74 | 7 | 21.74 | 3.62 | 1000 | 775.6 | 0 | 0 | 0.8897 | 0.0781
Kadmat | 2025-01-30 22:00 | 1 | 30 | 22 | 2.57 | 0 | 26.97 | 28.71 | 7 | 21.71 | 3.9 | 1000 | 629.2 | 0.0013 | 0 | 0.8852 | 0.0842
Kadmat | 2025-01-30 23:00 | 1 | 30 | 23 | 3.3 | 0 | 26.73 | 28.67 | 7 | 21.67 | 3.83 | 1000 | 541.8 | 0.0197 | 0 | 0.881 | 0.0828
Kadmat | 2025-01-31 00:00 | 1 | 31 | 0 | 2.82 | 0 | 26.44 | 28.64 | 7 | 21.64 | 3.73 | 1000 | 456.4 | 0.0057 | 0 | 0.8774 | 0.0805
Kadmat | 2025-01-31 01:00 | 1 | 31 | 1 | 2.62 | 0 | 26.32 | 28.62 | 7 | 21.62 | 3.53 | 1000 | 476.7 | 0.0022 | 0 | 0.8747 | 0.0762
Kadmat | 2025-01-31 02:00 | 1 | 31 | 2 | 2.57 | 0 | 26.23 | 28.6 | 7 | 21.6 | 3.62 | 1000 | 417.4 | 0.0013 | 0 | 0.873 | 0.0782
Kadmat | 2025-01-31 03:00 | 1 | 31 | 3 | 3.33 | 0 | 26.33 | 28.6 | 7 | 21.6 | 3.82 | 1000 | 391.1 | 0.0209 | 0 | 0.8724 | 0.0825
Kadmat | 2025-01-31 04:00 | 1 | 31 | 4 | 3.26 | 0 | 26.45 | 28.6 | 7 | 21.6 | 3.59 | 1000 | 438.8 | 0.0185 | 0 | 0.8731 | 0.0775
Kadmat | 2025-01-31 05:00 | 1 | 31 | 5 | 2.58 | 0 | 26.67 | 28.62 | 7 | 21.62 | 3.46 | 1000 | 461.6 | 0.0014 | 0 | 0.8749 | 0.0748
Kadmat | 2025-01-31 06:00 | 1 | 31 | 6 | 1.97 | 0 | 27.04 | 28.64 | 7 | 21.64 | 3.44 | 1000 | 541.5 | 0 | 0 | 0.8778 | 0.0744
Kadmat | 2025-01-31 07:00 | 1 | 31 | 7 | 1.61 | 58.4 | 27.46 | 28.68 | 7 | 21.68 | 3.04 | 1000 | 583.6 | 0 | 0.052 | 0.8815 | 0.0656
Kadmat | 2025-01-31 08:00 | 1 | 31 | 8 | 1.39 | 311.8 | 27.92 | 28.71 | 7 | 21.71 | 3.08 | 1000 | 588.3 | 0 | 0.2715 | 0.8859 | 0.0666
Kadmat | 2025-01-31 09:00 | 1 | 31 | 9 | 1.29 | 542.4 | 28.16 | 28.75 | 7 | 21.75 | 3.02 | 1000 | 637.4 | 0 | 0.4635 | 0.8905 | 0.0652
Kadmat | 2025-01-31 10:00 | 1 | 31 | 10 | 0.88 | 681 | 28.37 | 28.79 | 7 | 21.79 | 3.03 | 1000 | 700.3 | 0 | 0.5751 | 0.8952 | 0.0654
Kadmat | 2025-01-31 11:00 | 1 | 31 | 11 | 1.51 | 823.5 | 28.73 | 28.83 | 7 | 21.83 | 2.91 | 1000 | 671.3 | 0 | 0.6866 | 0.8995 | 0.0628
Kadmat | 2025-01-31 12:00 | 1 | 31 | 12 | 1.27 | 825.9 | 28.87 | 28.86 | 7 | 21.86 | 3.15 | 1000 | 669.5 | 0 | 0.6881 | 0.9033 | 0.0681
Kadmat | 2025-01-31 13:00 | 1 | 31 | 13 | 1.77 | 776 | 28.73 | 28.88 | 7 | 21.88 | 3.13 | 1000 | 633.3 | 0 | 0.6495 | 0.9062 | 0.0677
Kadmat | 2025-01-31 14:00 | 1 | 31 | 14 | 1.75 | 752.4 | 28.85 | 28.9 | 7 | 21.9 | 2.68 | 1000 | 670.9 | 0 | 0.6307 | 0.908 | 0.0579
Kadmat | 2025-01-31 15:00 | 1 | 31 | 15 | 1.59 | 687.6 | 28.96 | 28.91 | 7 | 21.91 | 2.43 | 1000 | 647.2 | 0 | 0.5791 | 0.9087 | 0.0525
Kadmat | 2025-01-31 16:00 | 1 | 31 | 16 | 1.11 | 504.5 | 28.8 | 28.9 | 7 | 21.9 | 2.43 | 1000 | 697.5 | 0 | 0.4314 | 0.9081 | 0.0524
Kadmat | 2025-01-31 17:00 | 1 | 31 | 17 | 1.26 | 213.2 | 28.4 | 28.89 | 7 | 21.89 | 2.42 | 1000 | 738.4 | 0 | 0.1868 | 0.9064 | 0.0523
Kadmat | 2025-01-31 18:00 | 1 | 31 | 18 | 2.16 | 5.6 | 28.15 | 28.86 | 7 | 21.86 | 2.4 | 1000 | 851.2 | 0 | 0.005 | 0.9037 | 0.0518
Kadmat | 2025-01-31 19:00 | 1 | 31 | 19 | 1.6 | 0 | 27.75 | 28.83 | 7 | 21.83 | 2.43 | 1000 | 869.5 | 0 | 0 | 0.9 | 0.0525
Kadmat | 2025-01-31 20:00 | 1 | 31 | 20 | 2.91 | 0 | 27.44 | 28.8 | 7 | 21.8 | 2.33 | 1000 | 839.7 | 0.0075 | 0 | 0.8958 | 0.0504
Kadmat | 2025-01-31 21:00 | 1 | 31 | 21 | 2.71 | 0 | 27.22 | 28.76 | 7 | 21.76 | 2.56 | 1000 | 784.6 | 0.0037 | 0 | 0.8913 | 0.0552
Kadmat | 2025-01-31 22:00 | 1 | 31 | 22 | 2.86 | 0 | 26.98 | 28.72 | 7 | 21.72 | 2.65 | 1000 | 658.7 | 0.0065 | 0 | 0.8868 | 0.0573
Kadmat | 2025-01-31 23:00 | 1 | 31 | 23 | 2.4 | 0 | 26.72 | 28.68 | 7 | 21.68 | 2.36 | 1000 | 563.4 | 0 | 0 | 0.8826 | 0.051
Kadmat | 2025-02-01 00:00 | 2 | 32 | 0 | 2.47 | 0 | 26.66 | 28.65 | 7 | 21.65 | 2.59 | 1000 | 487.8 | 0 | 0 | 0.879 | 0.056
Kadmat | 2025-02-01 01:00 | 2 | 32 | 1 | 2.65 | 0 | 26.57 | 28.63 | 7 | 21.63 | 2.49 | 1000 | 435.2 | 0.0027 | 0 | 0.8763 | 0.0539
Kadmat | 2025-02-01 02:00 | 2 | 32 | 2 | 3.17 | 0 | 26.29 | 28.62 | 7 | 21.62 | 2.31 | 1000 | 478.6 | 0.0152 | 0 | 0.8746 | 0.05
Kadmat | 2025-02-01 03:00 | 2 | 32 | 3 | 4.48 | 0 | 26.46 | 28.61 | 7 | 21.61 | 1.93 | 1000 | 430 | 0.0799 | 0 | 0.874 | 0.0418
Kadmat | 2025-02-01 04:00 | 2 | 32 | 4 | 3.79 | 0 | 26.79 | 28.62 | 7 | 21.62 | 1.88 | 1000 | 454.4 | 0.0406 | 0 | 0.8747 | 0.0406
Kadmat | 2025-02-01 05:00 | 2 | 32 | 5 | 4.5 | 0 | 27.02 | 28.63 | 7 | 21.63 | 2.01 | 1000 | 471.3 | 0.0809 | 0 | 0.8765 | 0.0434
Kadmat | 2025-02-01 06:00 | 2 | 32 | 6 | 4.34 | 0 | 27.11 | 28.66 | 7 | 21.66 | 2.25 | 1000 | 551 | 0.0712 | 0 | 0.8794 | 0.0487
Kadmat | 2025-02-01 07:00 | 2 | 32 | 7 | 4.6 | 49.5 | 27.74 | 28.69 | 7 | 21.69 | 2.28 | 1000 | 581.7 | 0.088 | 0.0432 | 0.8831 | 0.0493
Kadmat | 2025-02-01 08:00 | 2 | 32 | 8 | 2.96 | 312.9 | 27.99 | 28.73 | 7 | 21.73 | 2.32 | 1000 | 644.1 | 0.0084 | 0.2675 | 0.8875 | 0.0501
Kadmat | 2025-02-01 09:00 | 2 | 32 | 9 | 1.95 | 519.2 | 28.37 | 28.77 | 7 | 21.77 | 2.46 | 1000 | 684.2 | 0 | 0.4362 | 0.8921 | 0.053
Kadmat | 2025-02-01 10:00 | 2 | 32 | 10 | 2.04 | 686.6 | 28.82 | 28.8 | 7 | 21.8 | 2.54 | 1000 | 662 | 0 | 0.5684 | 0.8968 | 0.0549
Kadmat | 2025-02-01 11:00 | 2 | 32 | 11 | 2.74 | 866.8 | 29.09 | 28.84 | 7 | 21.84 | 2.72 | 1000 | 680 | 0.0043 | 0.7067 | 0.9011 | 0.0588
Kadmat | 2025-02-01 12:00 | 2 | 32 | 12 | 2.48 | 904.8 | 29.47 | 28.87 | 7 | 21.87 | 2.61 | 1000 | 676.8 | 0 | 0.7344 | 0.9049 | 0.0563
Kadmat | 2025-02-01 13:00 | 2 | 32 | 13 | 4.7 | 897.4 | 29.84 | 28.9 | 7 | 21.9 | 2.5 | 1000 | 689.8 | 0.095 | 0.7278 | 0.9078 | 0.054
Kadmat | 2025-02-01 14:00 | 2 | 32 | 14 | 3.86 | 840.3 | 29.91 | 28.91 | 7 | 21.91 | 2.57 | 1000 | 670.2 | 0.0439 | 0.6844 | 0.9096 | 0.0555
Kadmat | 2025-02-01 15:00 | 2 | 32 | 15 | 5.34 | 728.3 | 29.94 | 28.92 | 7 | 21.92 | 2.47 | 1000 | 673 | 0.1453 | 0.5984 | 0.9103 | 0.0533
Kadmat | 2025-02-01 16:00 | 2 | 32 | 16 | 5.29 | 516.6 | 29.88 | 28.91 | 7 | 21.91 | 2.5 | 1000 | 704.8 | 0.1411 | 0.4316 | 0.9098 | 0.054
Kadmat | 2025-02-01 17:00 | 2 | 32 | 17 | 4.72 | 212.6 | 29.55 | 28.9 | 7 | 21.9 | 2.57 | 1000 | 785.1 | 0.0966 | 0.182 | 0.908 | 0.0555
Kadmat | 2025-02-01 18:00 | 2 | 32 | 18 | 4.24 | 7.1 | 29.11 | 28.88 | 7 | 21.88 | 2.38 | 1000 | 810.4 | 0.0654 | 0.0062 | 0.9053 | 0.0514
Kadmat | 2025-02-01 19:00 | 2 | 32 | 19 | 3.76 | 0 | 28.7 | 28.85 | 7 | 21.85 | 2.31 | 1000 | 812.1 | 0.0393 | 0 | 0.9017 | 0.0498
Kadmat | 2025-02-01 20:00 | 2 | 32 | 20 | 4.56 | 0 | 28.3 | 28.81 | 7 | 21.81 | 2.49 | 1000 | 845.9 | 0.0855 | 0 | 0.8974 | 0.0539
Kadmat | 2025-02-01 21:00 | 2 | 32 | 21 | 5.47 | 0 | 27.77 | 28.77 | 7 | 21.77 | 2.7 | 1000 | 818.5 | 0.1563 | 0 | 0.8929 | 0.0583
Kadmat | 2025-02-01 22:00 | 2 | 32 | 22 | 4.68 | 0 | 27.39 | 28.73 | 7 | 21.73 | 2.75 | 1000 | 683.3 | 0.0942 | 0 | 0.8884 | 0.0594
Kadmat | 2025-02-01 23:00 | 2 | 32 | 23 | 5.2 | 0 | 26.9 | 28.7 | 7 | 21.7 | 2.78 | 1000 | 577.8 | 0.1335 | 0 | 0.8842 | 0.06
Kadmat | 2025-02-02 00:00 | 2 | 33 | 0 | 4.98 | 0 | 26.63 | 28.67 | 7 | 21.67 | 3.05 | 1000 | 463.4 | 0.1156 | 0 | 0.8806 | 0.0659
Kadmat | 2025-02-02 01:00 | 2 | 33 | 1 | 4.58 | 0 | 26.51 | 28.64 | 7 | 21.64 | 3.07 | 1000 | 463 | 0.087 | 0 | 0.8779 | 0.0664
Kadmat | 2025-02-02 02:00 | 2 | 33 | 2 | 4.87 | 0 | 26.47 | 28.63 | 7 | 21.63 | 2.99 | 1000 | 441.3 | 0.1078 | 0 | 0.8762 | 0.0646
Kadmat | 2025-02-02 03:00 | 2 | 33 | 3 | 4.2 | 0 | 26.63 | 28.63 | 7 | 21.63 | 3.2 | 1000 | 411.6 | 0.0628 | 0 | 0.8756 | 0.0692
Kadmat | 2025-02-02 04:00 | 2 | 33 | 4 | 4.2 | 0 | 26.73 | 28.63 | 7 | 21.63 | 3.23 | 1000 | 458.4 | 0.0629 | 0 | 0.8763 | 0.0698
Kadmat | 2025-02-02 05:00 | 2 | 33 | 5 | 3.72 | 0 | 27.02 | 28.65 | 7 | 21.65 | 3.71 | 1000 | 477.7 | 0.0373 | 0 | 0.8781 | 0.0801
Kadmat | 2025-02-02 06:00 | 2 | 33 | 6 | 2.61 | 0 | 27.26 | 28.67 | 7 | 21.67 | 4.21 | 1000 | 583.9 | 0.002 | 0 | 0.881 | 0.0909
Kadmat | 2025-02-02 07:00 | 2 | 33 | 7 | 2.6 | 59.9 | 27.82 | 28.7 | 7 | 21.7 | 4.19 | 1000 | 602.6 | 0.0019 | 0.0522 | 0.8847 | 0.0905
Kadmat | 2025-02-02 08:00 | 2 | 33 | 8 | 2.21 | 276 | 28.46 | 28.74 | 7 | 21.74 | 4.3 | 1000 | 645.1 | 0 | 0.2361 | 0.8891 | 0.0929
Kadmat | 2025-02-02 09:00 | 2 | 33 | 9 | 1.79 | 539.9 | 28.9 | 28.78 | 7 | 21.78 | 3.88 | 1000 | 638.7 | 0 | 0.452 | 0.8937 | 0.0837
Kadmat | 2025-02-02 10:00 | 2 | 33 | 10 | 1.64 | 750.4 | 29.29 | 28.82 | 7 | 21.82 | 3.97 | 1000 | 700 | 0 | 0.617 | 0.8984 | 0.0857
Kadmat | 2025-02-02 11:00 | 2 | 33 | 11 | 1.82 | 871 | 29.64 | 28.85 | 7 | 21.85 | 3.98 | 1000 | 700.7 | 0 | 0.7084 | 0.9027 | 0.0859
Kadmat | 2025-02-02 12:00 | 2 | 33 | 12 | 1.83 | 971.7 | 29.89 | 28.89 | 7 | 21.89 | 4.23 | 1000 | 670.3 | 0 | 0.7831 | 0.9065 | 0.0914
Kadmat | 2025-02-02 13:00 | 2 | 33 | 13 | 1.53 | 886.2 | 29.95 | 28.91 | 7 | 21.91 | 4.24 | 1000 | 698.5 | 0 | 0.719 | 0.9094 | 0.0915
Kadmat | 2025-02-02 14:00 | 2 | 33 | 14 | 1.58 | 808.4 | 29.92 | 28.93 | 7 | 21.93 | 4.2 | 1000 | 674.1 | 0 | 0.6601 | 0.9112 | 0.0907
Kadmat | 2025-02-02 15:00 | 2 | 33 | 15 | 1.71 | 683.4 | 29.88 | 28.93 | 7 | 21.93 | 4.4 | 1000 | 644.4 | 0 | 0.5636 | 0.9119 | 0.095
Kadmat | 2025-02-02 16:00 | 2 | 33 | 16 | 1.6 | 418.7 | 30 | 28.93 | 7 | 21.93 | 3.74 | 1000 | 687.3 | 0 | 0.3523 | 0.9114 | 0.0809
Kadmat | 2025-02-02 17:00 | 2 | 33 | 17 | 1.59 | 259.1 | 29.62 | 28.91 | 7 | 21.91 | 3.59 | 1000 | 791.7 | 0 | 0.2211 | 0.9097 | 0.0776
Kadmat | 2025-02-02 18:00 | 2 | 33 | 18 | 1.23 | 7.1 | 29.27 | 28.89 | 7 | 21.89 | 3.95 | 1000 | 828.6 | 0 | 0.0061 | 0.9069 | 0.0852
Kadmat | 2025-02-02 19:00 | 2 | 33 | 19 | 1.12 | 0 | 28.64 | 28.86 | 7 | 21.86 | 3.82 | 1000 | 888.5 | 0 | 0 | 0.9033 | 0.0824
Kadmat | 2025-02-02 20:00 | 2 | 33 | 20 | 1.08 | 0 | 28.01 | 28.82 | 7 | 21.82 | 3.93 | 1000 | 843.3 | 0 | 0 | 0.899 | 0.0848
Kadmat | 2025-02-02 21:00 | 2 | 33 | 21 | 1.38 | 0 | 27.45 | 28.79 | 7 | 21.79 | 3.78 | 1000 | 760.6 | 0 | 0 | 0.8945 | 0.0817
Kadmat | 2025-02-02 22:00 | 2 | 33 | 22 | 1.15 | 0 | 27.04 | 28.75 | 7 | 21.75 | 3.88 | 1000 | 677.8 | 0 | 0 | 0.89 | 0.0839
Kadmat | 2025-02-02 23:00 | 2 | 33 | 23 | 1 | 0 | 26.71 | 28.71 | 7 | 21.71 | 4 | 1000 | 561.9 | 0 | 0 | 0.8858 | 0.0863
Kadmat | 2025-02-03 00:00 | 2 | 34 | 0 | 0.58 | 0 | 26.56 | 28.68 | 7 | 21.68 | 4.42 | 1000 | 461.8 | 0 | 0 | 0.8822 | 0.0954
Kadmat | 2025-02-03 01:00 | 2 | 34 | 1 | 0.51 | 0 | 26.35 | 28.66 | 7 | 21.66 | 5 | 1000 | 446.7 | 0 | 0 | 0.8794 | 0.1079
Kadmat | 2025-02-03 02:00 | 2 | 34 | 2 | 0.65 | 0 | 26.44 | 28.64 | 7 | 21.64 | 4.29 | 1000 | 433.9 | 0 | 0 | 0.8778 | 0.0926
Kadmat | 2025-02-03 03:00 | 2 | 34 | 3 | 0.41 | 0 | 26.55 | 28.64 | 7 | 21.64 | 4.68 | 1000 | 425.2 | 0 | 0 | 0.8772 | 0.1011
Kadmat | 2025-02-03 04:00 | 2 | 34 | 4 | 0.4 | 0 | 26.73 | 28.64 | 7 | 21.64 | 4.48 | 1000 | 444.9 | 0 | 0 | 0.8779 | 0.0968
Kadmat | 2025-02-03 05:00 | 2 | 34 | 5 | 0.43 | 0 | 26.89 | 28.66 | 7 | 21.66 | 4.34 | 1000 | 484.9 | 0 | 0 | 0.8797 | 0.0938
Kadmat | 2025-02-03 06:00 | 2 | 34 | 6 | 0.88 | 0 | 27.07 | 28.68 | 7 | 21.68 | 3.92 | 1000 | 557.5 | 0 | 0 | 0.8826 | 0.0846
Kadmat | 2025-02-03 07:00 | 2 | 34 | 7 | 0.83 | 53.3 | 27.2 | 28.72 | 7 | 21.72 | 4.1 | 1000 | 570.6 | 0 | 0.0466 | 0.8863 | 0.0886
Kadmat | 2025-02-03 08:00 | 2 | 34 | 8 | 1.12 | 323.6 | 27.59 | 28.75 | 7 | 21.75 | 4.16 | 1000 | 634.9 | 0 | 0.2767 | 0.8907 | 0.0898
Kadmat | 2025-02-03 09:00 | 2 | 34 | 9 | 2.08 | 569 | 27.96 | 28.79 | 7 | 21.79 | 3.89 | 1000 | 689.3 | 0 | 0.4769 | 0.8953 | 0.0839
Kadmat | 2025-02-03 10:00 | 2 | 34 | 10 | 2.2 | 776.2 | 28.46 | 28.83 | 7 | 21.83 | 4.35 | 1000 | 703.8 | 0 | 0.6389 | 0.9 | 0.0939
Kadmat | 2025-02-03 11:00 | 2 | 34 | 11 | 3.18 | 873.6 | 28.75 | 28.87 | 7 | 21.87 | 4.65 | 1000 | 710.2 | 0.0153 | 0.7128 | 0.9043 | 0.1004
Kadmat | 2025-02-03 12:00 | 2 | 34 | 12 | 3.46 | 923.7 | 29.11 | 28.9 | 7 | 21.9 | 4.98 | 1000 | 648.9 | 0.0257 | 0.7496 | 0.9081 | 0.1076
Kadmat | 2025-02-03 13:00 | 2 | 34 | 13 | 4.77 | 971.7 | 29.1 | 28.92 | 7 | 21.92 | 5.2 | 1000 | 685.1 | 0.1005 | 0.7855 | 0.911 | 0.1124
Kadmat | 2025-02-03 14:00 | 2 | 34 | 14 | 3.89 | 727.8 | 29.06 | 28.94 | 7 | 21.94 | 4.63 | 1000 | 742.3 | 0.045 | 0.6 | 0.9129 | 0.0999
Kadmat | 2025-02-03 15:00 | 2 | 34 | 15 | 3.69 | 639.7 | 29.12 | 28.95 | 7 | 21.95 | 4.58 | 1000 | 673.2 | 0.0359 | 0.531 | 0.9135 | 0.099
Kadmat | 2025-02-03 16:00 | 2 | 34 | 16 | 3 | 514 | 29.06 | 28.94 | 7 | 21.94 | 4.62 | 1000 | 685 | 0.009 | 0.4309 | 0.913 | 0.0997
Kadmat | 2025-02-03 17:00 | 2 | 34 | 17 | 2.79 | 262.5 | 28.88 | 28.93 | 7 | 21.93 | 4.35 | 1000 | 755.4 | 0.0052 | 0.2245 | 0.9113 | 0.0939
Kadmat | 2025-02-03 18:00 | 2 | 34 | 18 | 3.36 | 8.2 | 28.33 | 28.9 | 7 | 21.9 | 4.29 | 1000 | 835.5 | 0.0218 | 0.0072 | 0.9085 | 0.0926
Kadmat | 2025-02-03 19:00 | 2 | 34 | 19 | 3.27 | 0 | 27.8 | 28.87 | 7 | 21.87 | 4.27 | 1000 | 848.8 | 0.0187 | 0 | 0.9049 | 0.0923
Kadmat | 2025-02-03 20:00 | 2 | 34 | 20 | 3.08 | 0 | 27.49 | 28.84 | 7 | 21.84 | 3.96 | 1000 | 850.6 | 0.012 | 0 | 0.9006 | 0.0855
Kadmat | 2025-02-03 21:00 | 2 | 34 | 21 | 2.93 | 0 | 27.35 | 28.8 | 7 | 21.8 | 4.4 | 1000 | 767.1 | 0.0077 | 0 | 0.8961 | 0.0951
Kadmat | 2025-02-03 22:00 | 2 | 34 | 22 | 3.58 | 0 | 27.03 | 28.76 | 7 | 21.76 | 4.51 | 1000 | 676.1 | 0.0307 | 0 | 0.8916 | 0.0974
Kadmat | 2025-02-03 23:00 | 2 | 34 | 23 | 3.12 | 0 | 26.48 | 28.73 | 7 | 21.73 | 4.09 | 1000 | 586.6 | 0.0133 | 0 | 0.8874 | 0.0884
Kadmat | 2025-02-04 00:00 | 2 | 35 | 0 | 4.13 | 0 | 26.34 | 28.69 | 7 | 21.69 | 3.93 | 1000 | 485.6 | 0.0583 | 0 | 0.8838 | 0.085
Kadmat | 2025-02-04 01:00 | 2 | 35 | 1 | 3.23 | 0 | 26.19 | 28.67 | 7 | 21.67 | 4.06 | 1000 | 483.8 | 0.0173 | 0 | 0.881 | 0.0877
Kadmat | 2025-02-04 02:00 | 2 | 35 | 2 | 3.73 | 0 | 26.27 | 28.66 | 7 | 21.66 | 3.83 | 1000 | 433.5 | 0.0378 | 0 | 0.8793 | 0.0828
Kadmat | 2025-02-04 03:00 | 2 | 35 | 3 | 2.77 | 0 | 26.24 | 28.65 | 7 | 21.65 | 3.62 | 1000 | 406.8 | 0.0049 | 0 | 0.8788 | 0.0781
Kadmat | 2025-02-04 04:00 | 2 | 35 | 4 | 2.33 | 0 | 26.62 | 28.66 | 7 | 21.66 | 3.42 | 1000 | 425.3 | 0 | 0 | 0.8795 | 0.0739
Kadmat | 2025-02-04 05:00 | 2 | 35 | 5 | 2.46 | 0 | 26.87 | 28.67 | 7 | 21.67 | 3.4 | 1000 | 499.5 | 0 | 0 | 0.8813 | 0.0734
Kadmat | 2025-02-04 06:00 | 2 | 35 | 6 | 1.45 | 0 | 27.25 | 28.7 | 7 | 21.7 | 3.12 | 1000 | 552.1 | 0 | 0 | 0.8842 | 0.0674
Kadmat | 2025-02-04 07:00 | 2 | 35 | 7 | 2.72 | 62.5 | 27.55 | 28.73 | 7 | 21.73 | 2.81 | 1000 | 598.7 | 0.0039 | 0.0545 | 0.8879 | 0.0608
Kadmat | 2025-02-04 08:00 | 2 | 35 | 8 | 2.49 | 315.3 | 28.07 | 28.77 | 7 | 21.77 | 2.86 | 1000 | 607.3 | 0 | 0.2693 | 0.8923 | 0.0617
Kadmat | 2025-02-04 09:00 | 2 | 35 | 9 | 2.87 | 445 | 28.43 | 28.81 | 7 | 21.81 | 2.63 | 1000 | 639.5 | 0.0067 | 0.3759 | 0.8969 | 0.0568
Kadmat | 2025-02-04 10:00 | 2 | 35 | 10 | 2.83 | 658.1 | 28.89 | 28.85 | 7 | 21.85 | 2.33 | 1000 | 689.6 | 0.0059 | 0.5459 | 0.9016 | 0.0503
Kadmat | 2025-02-04 11:00 | 2 | 35 | 11 | 2.28 | 822.6 | 29.05 | 28.88 | 7 | 21.88 | 2.32 | 1000 | 692.5 | 0 | 0.6731 | 0.9059 | 0.05
Kadmat | 2025-02-04 12:00 | 2 | 35 | 12 | 2.53 | 981 | 29.26 | 28.91 | 7 | 21.91 | 2.16 | 1000 | 684.1 | 0.0006 | 0.792 | 0.9097 | 0.0467
Kadmat | 2025-02-04 13:00 | 2 | 35 | 13 | 3.04 | 974.5 | 29.39 | 28.94 | 7 | 21.94 | 2.22 | 1000 | 695.3 | 0.0105 | 0.7868 | 0.9126 | 0.048
Kadmat | 2025-02-04 14:00 | 2 | 35 | 14 | 2.48 | 802.2 | 29.43 | 28.95 | 7 | 21.95 | 2.32 | 1000 | 700.5 | 0 | 0.6566 | 0.9145 | 0.05
Kadmat | 2025-02-04 15:00 | 2 | 35 | 15 | 2.35 | 736.6 | 29.19 | 28.96 | 7 | 21.96 | 2.56 | 1000 | 686.6 | 0 | 0.6065 | 0.9151 | 0.0552
Kadmat | 2025-02-04 16:00 | 2 | 35 | 16 | 2.53 | 506.9 | 29.03 | 28.95 | 7 | 21.95 | 2.53 | 1000 | 646 | 0.0006 | 0.4252 | 0.9146 | 0.0546
Kadmat | 2025-02-04 17:00 | 2 | 35 | 17 | 3.23 | 250.9 | 28.82 | 28.94 | 7 | 21.94 | 2.27 | 1000 | 786.1 | 0.0172 | 0.2148 | 0.9129 | 0.0491
Kadmat | 2025-02-04 18:00 | 2 | 35 | 18 | 2.96 | 9.3 | 28.39 | 28.92 | 7 | 21.92 | 1.97 | 1000 | 895.9 | 0.0083 | 0.0081 | 0.9101 | 0.0426
Kadmat | 2025-02-04 19:00 | 2 | 35 | 19 | 3.81 | 0 | 28.04 | 28.89 | 7 | 21.89 | 2.21 | 1000 | 913.4 | 0.0414 | 0 | 0.9065 | 0.0477
Kadmat | 2025-02-04 20:00 | 2 | 35 | 20 | 3.82 | 0 | 27.88 | 28.85 | 7 | 21.85 | 2.12 | 1000 | 855.7 | 0.0422 | 0 | 0.9023 | 0.0458
Kadmat | 2025-02-04 21:00 | 2 | 35 | 21 | 2.7 | 0 | 27.6 | 28.81 | 7 | 21.81 | 2 | 1000 | 807 | 0.0035 | 0 | 0.8977 | 0.0432
Kadmat | 2025-02-04 22:00 | 2 | 35 | 22 | 2.6 | 0 | 27.47 | 28.77 | 7 | 21.77 | 1.93 | 1000 | 674.6 | 0.0018 | 0 | 0.8932 | 0.0417
Kadmat | 2025-02-04 23:00 | 2 | 35 | 23 | 2.9 | 0 | 26.95 | 28.74 | 7 | 21.74 | 1.94 | 1000 | 576.4 | 0.0073 | 0 | 0.889 | 0.0419
Kadmat | 2025-02-05 00:00 | 2 | 36 | 0 | 3 | 0 | 26.35 | 28.71 | 7 | 21.71 | 1.94 | 1000 | 459.8 | 0.0091 | 0 | 0.8854 | 0.042
Kadmat | 2025-02-05 01:00 | 2 | 36 | 1 | 2.95 | 0 | 26.26 | 28.69 | 7 | 21.69 | 2 | 1000 | 466.1 | 0.0081 | 0 | 0.8826 | 0.0433
Kadmat | 2025-02-05 02:00 | 2 | 36 | 2 | 2.72 | 0 | 26.32 | 28.67 | 7 | 21.67 | 1.91 | 1000 | 447.6 | 0.0039 | 0 | 0.8809 | 0.0412
Kadmat | 2025-02-05 03:00 | 2 | 36 | 3 | 3.32 | 0 | 26.11 | 28.67 | 7 | 21.67 | 1.98 | 1000 | 442.2 | 0.0207 | 0 | 0.8804 | 0.0428
Kadmat | 2025-02-05 04:00 | 2 | 36 | 4 | 2.45 | 0 | 26.06 | 28.67 | 7 | 21.67 | 1.95 | 1000 | 432.9 | 0 | 0 | 0.8811 | 0.0421
Kadmat | 2025-02-05 05:00 | 2 | 36 | 5 | 3.34 | 0 | 26.22 | 28.69 | 7 | 21.69 | 2.01 | 1000 | 471.7 | 0.0213 | 0 | 0.8829 | 0.0435
Kadmat | 2025-02-05 06:00 | 2 | 36 | 6 | 3.72 | 0 | 26.72 | 28.71 | 7 | 21.71 | 1.89 | 1000 | 559.2 | 0.0371 | 0 | 0.8858 | 0.0409
Kadmat | 2025-02-05 07:00 | 2 | 36 | 7 | 3.29 | 57.2 | 27.34 | 28.74 | 7 | 21.74 | 2 | 1000 | 593.3 | 0.0195 | 0.05 | 0.8895 | 0.0433
Kadmat | 2025-02-05 08:00 | 2 | 36 | 8 | 3.44 | 300.4 | 27.68 | 28.78 | 7 | 21.78 | 1.94 | 1000 | 641.9 | 0.0249 | 0.2573 | 0.8939 | 0.042
Kadmat | 2025-02-05 09:00 | 2 | 36 | 9 | 4.18 | 565.5 | 28.04 | 28.82 | 7 | 21.82 | 1.94 | 1000 | 654.3 | 0.0613 | 0.474 | 0.8985 | 0.0419
Kadmat | 2025-02-05 10:00 | 2 | 36 | 10 | 3.7 | 780.5 | 28.52 | 28.86 | 7 | 21.86 | 2 | 1000 | 647.6 | 0.0362 | 0.6421 | 0.9032 | 0.0431
Kadmat | 2025-02-05 11:00 | 2 | 36 | 11 | 4.41 | 774.3 | 28.89 | 28.9 | 7 | 21.9 | 2.09 | 1000 | 734.1 | 0.0755 | 0.6364 | 0.9076 | 0.0451
Kadmat | 2025-02-05 12:00 | 2 | 36 | 12 | 4.61 | 922.6 | 29.33 | 28.93 | 7 | 21.93 | 2.4 | 1000 | 677.5 | 0.089 | 0.7482 | 0.9113 | 0.0518
Kadmat | 2025-02-05 13:00 | 2 | 36 | 13 | 4.32 | 952.3 | 29.31 | 28.95 | 7 | 21.95 | 2.73 | 1000 | 716.9 | 0.0697 | 0.7704 | 0.9142 | 0.059
Kadmat | 2025-02-05 14:00 | 2 | 36 | 14 | 4.83 | 849 | 29.4 | 28.97 | 7 | 21.97 | 2.81 | 1000 | 681.6 | 0.1051 | 0.6923 | 0.9161 | 0.0606
Kadmat | 2025-02-05 15:00 | 2 | 36 | 15 | 5.1 | 739.3 | 29.32 | 28.97 | 7 | 21.97 | 3.21 | 1000 | 648.6 | 0.1256 | 0.6083 | 0.9168 | 0.0694
Kadmat | 2025-02-05 16:00 | 2 | 36 | 16 | 5.71 | 482.4 | 29.18 | 28.97 | 7 | 21.97 | 3.1 | 1000 | 719.7 | 0.1791 | 0.4052 | 0.9162 | 0.0669
Kadmat | 2025-02-05 17:00 | 2 | 36 | 17 | 6.23 | 238.9 | 29.04 | 28.95 | 7 | 21.95 | 3.03 | 1000 | 764.9 | 0.2336 | 0.2046 | 0.9145 | 0.0654
Kadmat | 2025-02-05 18:00 | 2 | 36 | 18 | 5.94 | 10 | 28.61 | 28.93 | 7 | 21.93 | 2.95 | 1000 | 849.6 | 0.201 | 0.0087 | 0.9117 | 0.0636
Kadmat | 2025-02-05 19:00 | 2 | 36 | 19 | 4.64 | 0 | 28.32 | 28.9 | 7 | 21.9 | 3.11 | 1000 | 872.2 | 0.0908 | 0 | 0.9081 | 0.0671
Kadmat | 2025-02-05 20:00 | 2 | 36 | 20 | 4.48 | 0 | 27.81 | 28.86 | 7 | 21.86 | 3.26 | 1000 | 864.7 | 0.0797 | 0 | 0.9039 | 0.0705
Kadmat | 2025-02-05 21:00 | 2 | 36 | 21 | 3.41 | 0 | 27.25 | 28.83 | 7 | 21.83 | 3.01 | 1000 | 757 | 0.0237 | 0 | 0.8993 | 0.065
Kadmat | 2025-02-05 22:00 | 2 | 36 | 22 | 3.29 | 0 | 27.09 | 28.79 | 7 | 21.79 | 3.2 | 1000 | 700.1 | 0.0194 | 0 | 0.8948 | 0.0692
Kadmat | 2025-02-05 23:00 | 2 | 36 | 23 | 3.57 | 0 | 26.79 | 28.75 | 7 | 21.75 | 3.4 | 1000 | 573.8 | 0.0305 | 0 | 0.8906 | 0.0735
Kadmat | 2025-02-06 00:00 | 2 | 37 | 0 | 2.98 | 0 | 26.7 | 28.72 | 7 | 21.72 | 3.3 | 1000 | 492.7 | 0.0086 | 0 | 0.887 | 0.0713
Kadmat | 2025-02-06 01:00 | 2 | 37 | 1 | 4.01 | 0 | 26.27 | 28.7 | 7 | 21.7 | 3.61 | 1000 | 463.1 | 0.051 | 0 | 0.8842 | 0.0779
Kadmat | 2025-02-06 02:00 | 2 | 37 | 2 | 3.15 | 0 | 26.27 | 28.68 | 7 | 21.68 | 3.84 | 1000 | 433.4 | 0.0144 | 0 | 0.8825 | 0.0828
Kadmat | 2025-02-06 03:00 | 2 | 37 | 3 | 3.71 | 0 | 26.32 | 28.68 | 7 | 21.68 | 4.8 | 1000 | 426.1 | 0.0369 | 0 | 0.882 | 0.1038
Kadmat | 2025-02-06 04:00 | 2 | 37 | 4 | 3.55 | 0 | 26.42 | 28.69 | 7 | 21.69 | 4.32 | 1000 | 453.5 | 0.0294 | 0 | 0.8827 | 0.0932
Kadmat | 2025-02-06 05:00 | 2 | 37 | 5 | 3.75 | 0 | 26.74 | 28.7 | 7 | 21.7 | 4.32 | 1000 | 487.9 | 0.0387 | 0 | 0.8845 | 0.0933
Kadmat | 2025-02-06 06:00 | 2 | 37 | 6 | 2.74 | 0 | 26.95 | 28.73 | 7 | 21.73 | 4.22 | 1000 | 576.4 | 0.0043 | 0 | 0.8874 | 0.0912
Kadmat | 2025-02-06 07:00 | 2 | 37 | 7 | 2.57 | 58.8 | 27.33 | 28.76 | 7 | 21.76 | 4.12 | 1000 | 591.3 | 0.0013 | 0.0513 | 0.8911 | 0.0891
Kadmat | 2025-02-06 08:00 | 2 | 37 | 8 | 3.24 | 284.9 | 27.95 | 28.79 | 7 | 21.79 | 4.72 | 1000 | 637.9 | 0.0177 | 0.2441 | 0.8955 | 0.102
Kadmat | 2025-02-06 09:00 | 2 | 37 | 9 | 3.55 | 558.8 | 28.24 | 28.83 | 7 | 21.83 | 4.66 | 1000 | 617.2 | 0.0294 | 0.4682 | 0.9001 | 0.1007
Kadmat | 2025-02-06 10:00 | 2 | 37 | 10 | 3.85 | 782.7 | 28.72 | 28.87 | 7 | 21.87 | 4.76 | 1000 | 708.7 | 0.0432 | 0.6433 | 0.9048 | 0.1029
Kadmat | 2025-02-06 11:00 | 2 | 37 | 11 | 3.54 | 876.7 | 29.31 | 28.91 | 7 | 21.91 | 4.75 | 1000 | 714.5 | 0.029 | 0.7135 | 0.9092 | 0.1026
Kadmat | 2025-02-06 12:00 | 2 | 37 | 12 | 4.08 | 988.9 | 29.74 | 28.94 | 7 | 21.94 | 4.3 | 1000 | 659.1 | 0.0553 | 0.7964 | 0.9129 | 0.0929
Kadmat | 2025-02-06 13:00 | 2 | 37 | 13 | 5.5 | 817 | 29.84 | 28.97 | 7 | 21.97 | 4.85 | 1000 | 646.3 | 0.1588 | 0.6668 | 0.9158 | 0.1047
Kadmat | 2025-02-06 14:00 | 2 | 37 | 14 | 6.27 | 864.6 | 30.02 | 28.98 | 7 | 21.98 | 4.91 | 1000 | 677.1 | 0.2378 | 0.7026 | 0.9177 | 0.1061
Kadmat | 2025-02-06 15:00 | 2 | 37 | 15 | 5.33 | 694.1 | 29.93 | 28.99 | 7 | 21.99 | 5.31 | 1000 | 653.1 | 0.1444 | 0.5718 | 0.9184 | 0.1147
Kadmat | 2025-02-06 16:00 | 2 | 37 | 16 | 6.57 | 512.5 | 29.67 | 28.98 | 7 | 21.98 | 6.09 | 1000 | 707.6 | 0.2743 | 0.4287 | 0.9178 | 0.1316
Kadmat | 2025-02-06 17:00 | 2 | 37 | 17 | 6.9 | 245.6 | 29.23 | 28.97 | 7 | 21.97 | 6.19 | 1000 | 787.5 | 0.3171 | 0.21 | 0.9161 | 0.1337
Kadmat | 2025-02-06 18:00 | 2 | 37 | 18 | 7.62 | 12.3 | 28.82 | 28.94 | 7 | 21.94 | 6.98 | 1000 | 849.4 | 0.4197 | 0.0107 | 0.9133 | 0.1507
Kadmat | 2025-02-06 19:00 | 2 | 37 | 19 | 7.65 | 0 | 28.49 | 28.91 | 7 | 21.91 | 7.11 | 1000 | 883 | 0.4248 | 0 | 0.9097 | 0.1536
Kadmat | 2025-02-06 20:00 | 2 | 37 | 20 | 8.24 | 0 | 28.02 | 28.88 | 7 | 21.88 | 6.89 | 1000 | 818.7 | 0.5199 | 0 | 0.9055 | 0.1489
Kadmat | 2025-02-06 21:00 | 2 | 37 | 21 | 7.45 | 0 | 27.47 | 28.84 | 7 | 21.84 | 5.95 | 1000 | 787.9 | 0.3948 | 0 | 0.9009 | 0.1285
Kadmat | 2025-02-06 22:00 | 2 | 37 | 22 | 6.34 | 0 | 27.1 | 28.8 | 7 | 21.8 | 5.89 | 1000 | 708.5 | 0.246 | 0 | 0.8964 | 0.1273
Kadmat | 2025-02-06 23:00 | 2 | 37 | 23 | 6.12 | 0 | 26.8 | 28.77 | 7 | 21.77 | 6.54 | 1000 | 577.2 | 0.2205 | 0 | 0.8922 | 0.1412
Kadmat | 2025-02-07 00:00 | 2 | 38 | 0 | 5.13 | 0 | 26.58 | 28.74 | 7 | 21.74 | 5.64 | 1000 | 473.7 | 0.1275 | 0 | 0.8886 | 0.1218
Kadmat | 2025-02-07 01:00 | 2 | 38 | 1 | 5.59 | 0 | 26.47 | 28.71 | 7 | 21.71 | 5.42 | 1000 | 455.6 | 0.1672 | 0 | 0.8858 | 0.117
Kadmat | 2025-02-07 02:00 | 2 | 38 | 2 | 6.86 | 0 | 26.56 | 28.7 | 7 | 21.7 | 5.54 | 1000 | 453.4 | 0.3108 | 0 | 0.8841 | 0.1196
Kadmat | 2025-02-07 03:00 | 2 | 38 | 3 | 6.94 | 0 | 26.71 | 28.69 | 7 | 21.69 | 5.18 | 1000 | 439.6 | 0.3213 | 0 | 0.8836 | 0.1119
Kadmat | 2025-02-07 04:00 | 2 | 38 | 4 | 6.05 | 0 | 26.93 | 28.7 | 7 | 21.7 | 5.48 | 1000 | 448.6 | 0.2125 | 0 | 0.8843 | 0.1184
Kadmat | 2025-02-07 05:00 | 2 | 38 | 5 | 4.98 | 0 | 27.16 | 28.71 | 7 | 21.71 | 5.82 | 1000 | 500.6 | 0.1154 | 0 | 0.8861 | 0.1258
Kadmat | 2025-02-07 06:00 | 2 | 38 | 6 | 5.7 | 0 | 27.47 | 28.74 | 7 | 21.74 | 5.77 | 1000 | 540.2 | 0.1774 | 0 | 0.889 | 0.1246
Kadmat | 2025-02-07 07:00 | 2 | 38 | 7 | 5.45 | 61.7 | 27.75 | 28.77 | 7 | 21.77 | 6.31 | 1000 | 608.7 | 0.1546 | 0.0538 | 0.8927 | 0.1362
Kadmat | 2025-02-07 08:00 | 2 | 38 | 8 | 4.34 | 335.7 | 28.38 | 28.81 | 7 | 21.81 | 6.6 | 1000 | 646.9 | 0.0712 | 0.286 | 0.8971 | 0.1425
Kadmat | 2025-02-07 09:00 | 2 | 38 | 9 | 3.33 | 481 | 28.86 | 28.85 | 7 | 21.85 | 6.53 | 1000 | 654.3 | 0.0208 | 0.4045 | 0.9017 | 0.1411
Kadmat | 2025-02-07 10:00 | 2 | 38 | 10 | 3.43 | 674.8 | 29.18 | 28.89 | 7 | 21.89 | 7.43 | 1000 | 709.4 | 0.0243 | 0.5583 | 0.9064 | 0.1605
Kadmat | 2025-02-07 11:00 | 2 | 38 | 11 | 3.16 | 748.6 | 29.66 | 28.92 | 7 | 21.92 | 6.41 | 1000 | 705.6 | 0.0147 | 0.6147 | 0.9108 | 0.1385
Kadmat | 2025-02-07 12:00 | 2 | 38 | 12 | 3.37 | 935.4 | 29.88 | 28.95 | 7 | 21.95 | 6.08 | 1000 | 683.3 | 0.0222 | 0.7562 | 0.9146 | 0.1312
Kadmat | 2025-02-07 13:00 | 2 | 38 | 13 | 2.64 | 815.7 | 30.24 | 28.98 | 7 | 21.98 | 6.25 | 1000 | 716.7 | 0.0025 | 0.6648 | 0.9175 | 0.1351
Kadmat | 2025-02-07 14:00 | 2 | 38 | 14 | 4.21 | 766.8 | 30.37 | 28.99 | 7 | 21.99 | 5.55 | 1000 | 689.1 | 0.0632 | 0.6271 | 0.9193 | 0.1198
Kadmat | 2025-02-07 15:00 | 2 | 38 | 15 | 3.87 | 684.6 | 30.51 | 29 | 7 | 22 | 5.89 | 1000 | 690.7 | 0.0441 | 0.5632 | 0.92 | 0.1272
Kadmat | 2025-02-07 16:00 | 2 | 38 | 16 | 4.12 | 419.1 | 29.9 | 29 | 7 | 22 | 5.18 | 1000 | 704.8 | 0.0579 | 0.3529 | 0.9195 | 0.1119
Kadmat | 2025-02-07 17:00 | 2 | 38 | 17 | 4.61 | 275.4 | 29.6 | 28.98 | 7 | 21.98 | 5.19 | 1000 | 762.5 | 0.0888 | 0.2347 | 0.9177 | 0.1121
Kadmat | 2025-02-07 18:00 | 2 | 38 | 18 | 4.7 | 10.2 | 29.19 | 28.96 | 7 | 21.96 | 5.4 | 1000 | 850.1 | 0.0951 | 0.0089 | 0.915 | 0.1166
Kadmat | 2025-02-07 19:00 | 2 | 38 | 19 | 4.44 | 0 | 28.72 | 28.93 | 7 | 21.93 | 5.97 | 1000 | 827 | 0.0773 | 0 | 0.9113 | 0.129
Kadmat | 2025-02-07 20:00 | 2 | 38 | 20 | 4.28 | 0 | 28.4 | 28.89 | 7 | 21.89 | 6.31 | 1000 | 881.5 | 0.0678 | 0 | 0.9071 | 0.1362
Kadmat | 2025-02-07 21:00 | 2 | 38 | 21 | 3.03 | 0 | 27.96 | 28.85 | 7 | 21.85 | 6.16 | 1000 | 826 | 0.0102 | 0 | 0.9025 | 0.1331
Kadmat | 2025-02-07 22:00 | 2 | 38 | 22 | 4.04 | 0 | 27.62 | 28.82 | 7 | 21.82 | 6.33 | 1000 | 711.3 | 0.0527 | 0 | 0.898 | 0.1366
Kadmat | 2025-02-07 23:00 | 2 | 38 | 23 | 3.18 | 0 | 27.33 | 28.78 | 7 | 21.78 | 6.54 | 1000 | 566.8 | 0.0154 | 0 | 0.8938 | 0.1412
Kadmat | 2025-02-08 00:00 | 2 | 39 | 0 | 3.71 | 0 | 26.91 | 28.75 | 7 | 21.75 | 6.02 | 1000 | 469.2 | 0.0369 | 0 | 0.8902 | 0.13
Kadmat | 2025-02-08 01:00 | 2 | 39 | 1 | 4.58 | 0 | 26.72 | 28.73 | 7 | 21.73 | 6.39 | 1000 | 458.4 | 0.0867 | 0 | 0.8874 | 0.1381
Kadmat | 2025-02-08 02:00 | 2 | 39 | 2 | 4.44 | 0 | 26.37 | 28.71 | 7 | 21.71 | 6.08 | 1000 | 429.2 | 0.0772 | 0 | 0.8857 | 0.1314
Kadmat | 2025-02-08 03:00 | 2 | 39 | 3 | 4.55 | 0 | 26.37 | 28.71 | 7 | 21.71 | 5.1 | 1000 | 419.5 | 0.0849 | 0 | 0.8852 | 0.1102
Kadmat | 2025-02-08 04:00 | 2 | 39 | 4 | 3.18 | 0 | 26.48 | 28.71 | 7 | 21.71 | 5.29 | 1000 | 424.3 | 0.0155 | 0 | 0.8859 | 0.1143
Kadmat | 2025-02-08 05:00 | 2 | 39 | 5 | 3.71 | 0 | 26.59 | 28.73 | 7 | 21.73 | 5.24 | 1000 | 485.9 | 0.0371 | 0 | 0.8877 | 0.1131
Kadmat | 2025-02-08 06:00 | 2 | 39 | 6 | 3.55 | 0 | 26.92 | 28.75 | 7 | 21.75 | 5.44 | 1000 | 517.3 | 0.0292 | 0 | 0.8906 | 0.1176
Kadmat | 2025-02-08 07:00 | 2 | 39 | 7 | 3.57 | 65.9 | 27.49 | 28.78 | 7 | 21.78 | 5.15 | 1000 | 603.8 | 0.0304 | 0.0575 | 0.8943 | 0.1112
Kadmat | 2025-02-08 08:00 | 2 | 39 | 8 | 4.21 | 298.7 | 28.13 | 28.82 | 7 | 21.82 | 5.63 | 1000 | 641.2 | 0.0631 | 0.2554 | 0.8987 | 0.1217
Kadmat | 2025-02-08 09:00 | 2 | 39 | 9 | 4.37 | 585.9 | 28.24 | 28.86 | 7 | 21.86 | 6.27 | 1000 | 626.9 | 0.0729 | 0.4899 | 0.9033 | 0.1355
Kadmat | 2025-02-08 10:00 | 2 | 39 | 10 | 5.44 | 759 | 28.55 | 28.9 | 7 | 21.9 | 6.39 | 1000 | 681.5 | 0.1535 | 0.6254 | 0.908 | 0.1381
Kadmat | 2025-02-08 11:00 | 2 | 39 | 11 | 4.39 | 926.7 | 28.84 | 28.94 | 7 | 21.94 | 5.97 | 1000 | 657.5 | 0.0745 | 0.7526 | 0.9124 | 0.129
Kadmat | 2025-02-08 12:00 | 2 | 39 | 12 | 2.92 | 938.1 | 29.21 | 28.97 | 7 | 21.97 | 6.36 | 1000 | 700.1 | 0.0076 | 0.7601 | 0.9162 | 0.1374
Kadmat | 2025-02-08 13:00 | 2 | 39 | 13 | 2.15 | 985.9 | 29.49 | 28.99 | 7 | 21.99 | 6.18 | 1000 | 690.2 | 0 | 0.7949 | 0.9191 | 0.1335
Kadmat | 2025-02-08 14:00 | 2 | 39 | 14 | 2.42 | 824.5 | 29.52 | 29.01 | 7 | 22.01 | 5.55 | 1000 | 715.2 | 0 | 0.6734 | 0.9209 | 0.12
Kadmat | 2025-02-08 15:00 | 2 | 39 | 15 | 2.71 | 625.5 | 29.31 | 29.01 | 7 | 22.01 | 5.25 | 1000 | 680.4 | 0.0037 | 0.5194 | 0.9216 | 0.1133
Kadmat | 2025-02-08 16:00 | 2 | 39 | 16 | 2.57 | 443.4 | 29.11 | 29.01 | 7 | 22.01 | 5.43 | 1000 | 686.4 | 0.0013 | 0.3737 | 0.9211 | 0.1173
Kadmat | 2025-02-08 17:00 | 2 | 39 | 17 | 2.25 | 247.5 | 28.66 | 28.99 | 7 | 21.99 | 4.7 | 1000 | 751.6 | 0 | 0.2121 | 0.9194 | 0.1015
Kadmat | 2025-02-08 18:00 | 2 | 39 | 18 | 3.29 | 13.7 | 28.15 | 28.97 | 7 | 21.97 | 5.21 | 1000 | 807.6 | 0.0193 | 0.0119 | 0.9166 | 0.1125
Kadmat | 2025-02-08 19:00 | 2 | 39 | 19 | 3.5 | 0 | 27.96 | 28.94 | 7 | 21.94 | 5.64 | 1000 | 883.1 | 0.0271 | 0 | 0.9129 | 0.1218
Kadmat | 2025-02-08 20:00 | 2 | 39 | 20 | 4.59 | 0 | 27.43 | 28.91 | 7 | 21.91 | 5.98 | 1000 | 887.5 | 0.0875 | 0 | 0.9087 | 0.1291
Kadmat | 2025-02-08 21:00 | 2 | 39 | 21 | 5.61 | 0 | 27.03 | 28.87 | 7 | 21.87 | 5.64 | 1000 | 749.9 | 0.1688 | 0 | 0.9042 | 0.1218
Kadmat | 2025-02-08 22:00 | 2 | 39 | 22 | 4.66 | 0 | 26.76 | 28.83 | 7 | 21.83 | 5.57 | 1000 | 732.4 | 0.0925 | 0 | 0.8996 | 0.1203
Kadmat | 2025-02-08 23:00 | 2 | 39 | 23 | 4.12 | 0 | 26.44 | 28.79 | 7 | 21.79 | 5.04 | 1000 | 582 | 0.058 | 0 | 0.8954 | 0.1088
Kadmat | 2025-02-09 00:00 | 2 | 40 | 0 | 4.23 | 0 | 26.39 | 28.76 | 7 | 21.76 | 4.77 | 1000 | 502.7 | 0.0647 | 0 | 0.8918 | 0.103
Kadmat | 2025-02-09 01:00 | 2 | 40 | 1 | 3.76 | 0 | 26.01 | 28.74 | 7 | 21.74 | 4.86 | 1000 | 483.8 | 0.0393 | 0 | 0.889 | 0.1049
Kadmat | 2025-02-09 02:00 | 2 | 40 | 2 | 3.7 | 0 | 26.01 | 28.72 | 7 | 21.72 | 5.25 | 1000 | 439 | 0.0363 | 0 | 0.8873 | 0.1133
Kadmat | 2025-02-09 03:00 | 2 | 40 | 3 | 3.18 | 0 | 25.97 | 28.72 | 7 | 21.72 | 5.02 | 1000 | 451.8 | 0.0153 | 0 | 0.8868 | 0.1084
Kadmat | 2025-02-09 04:00 | 2 | 40 | 4 | 3.94 | 0 | 26.1 | 28.73 | 7 | 21.73 | 5 | 1000 | 458.1 | 0.0477 | 0 | 0.8875 | 0.108
Kadmat | 2025-02-09 05:00 | 2 | 40 | 5 | 3.97 | 0 | 26.42 | 28.74 | 7 | 21.74 | 5.84 | 1000 | 476.8 | 0.0491 | 0 | 0.8893 | 0.1262
Kadmat | 2025-02-09 06:00 | 2 | 40 | 6 | 3.63 | 0 | 26.89 | 28.77 | 7 | 21.77 | 6.37 | 1000 | 550.4 | 0.0333 | 0 | 0.8922 | 0.1376
Kadmat | 2025-02-09 07:00 | 2 | 40 | 7 | 3.39 | 64.8 | 27.29 | 28.8 | 7 | 21.8 | 5.83 | 1000 | 607.7 | 0.023 | 0.0565 | 0.8959 | 0.1258
Kadmat | 2025-02-09 08:00 | 2 | 40 | 8 | 2.93 | 308.2 | 27.86 | 28.83 | 7 | 21.83 | 6.17 | 1000 | 652.8 | 0.0077 | 0.2636 | 0.9003 | 0.1332
Kadmat | 2025-02-09 09:00 | 2 | 40 | 9 | 3.7 | 587.9 | 28.45 | 28.87 | 7 | 21.87 | 5.48 | 1000 | 655.6 | 0.0366 | 0.4911 | 0.905 | 0.1184
Kadmat | 2025-02-09 10:00 | 2 | 40 | 10 | 4.61 | 742.4 | 28.91 | 28.91 | 7 | 21.91 | 5.1 | 1000 | 684.6 | 0.0889 | 0.6117 | 0.9096 | 0.1101
Kadmat | 2025-02-09 11:00 | 2 | 40 | 11 | 4.23 | 780.5 | 29.05 | 28.95 | 7 | 21.95 | 5.22 | 1000 | 701.4 | 0.0647 | 0.6408 | 0.914 | 0.1127
Kadmat | 2025-02-09 12:00 | 2 | 40 | 12 | 5.09 | 779.8 | 29.19 | 28.98 | 7 | 21.98 | 5.28 | 1000 | 720.5 | 0.1244 | 0.6399 | 0.9178 | 0.1141
Kadmat | 2025-02-09 13:00 | 2 | 40 | 13 | 5.73 | 814.9 | 29.46 | 29.01 | 7 | 22.01 | 5.76 | 1000 | 666 | 0.1805 | 0.6662 | 0.9207 | 0.1245
Kadmat | 2025-02-09 14:00 | 2 | 40 | 14 | 4.6 | 875.1 | 29.84 | 29.02 | 7 | 22.02 | 5.62 | 1000 | 673.6 | 0.0882 | 0.7109 | 0.9226 | 0.1214
Kadmat | 2025-02-09 15:00 | 2 | 40 | 15 | 4.67 | 653.1 | 29.6 | 29.03 | 7 | 22.03 | 5.65 | 1000 | 653.8 | 0.0936 | 0.5405 | 0.9232 | 0.122
Kadmat | 2025-02-09 16:00 | 2 | 40 | 16 | 4.81 | 434.7 | 29.32 | 29.02 | 7 | 22.02 | 6.11 | 1000 | 696.6 | 0.1033 | 0.3663 | 0.9227 | 0.132
Kadmat | 2025-02-09 17:00 | 2 | 40 | 17 | 5.49 | 267.3 | 29.06 | 29.01 | 7 | 22.01 | 6.26 | 1000 | 757.1 | 0.1573 | 0.2283 | 0.921 | 0.1353
Kadmat | 2025-02-09 18:00 | 2 | 40 | 18 | 4.78 | 14.3 | 28.75 | 28.98 | 7 | 21.98 | 5.55 | 1000 | 845.5 | 0.1015 | 0.0125 | 0.9182 | 0.1198
Kadmat | 2025-02-09 19:00 | 2 | 40 | 19 | 4.71 | 0 | 28.31 | 28.95 | 7 | 21.95 | 5.01 | 1000 | 868.5 | 0.0964 | 0 | 0.9146 | 0.1082
Kadmat | 2025-02-09 20:00 | 2 | 40 | 20 | 5.34 | 0 | 27.89 | 28.92 | 7 | 21.92 | 4.76 | 1000 | 864.1 | 0.1453 | 0 | 0.9103 | 0.1029
Kadmat | 2025-02-09 21:00 | 2 | 40 | 21 | 4.86 | 0 | 27.32 | 28.88 | 7 | 21.88 | 4.88 | 1000 | 767.9 | 0.1072 | 0 | 0.9058 | 0.1054
Kadmat | 2025-02-09 22:00 | 2 | 40 | 22 | 4.14 | 0 | 27.04 | 28.84 | 7 | 21.84 | 4.97 | 1000 | 663.6 | 0.0587 | 0 | 0.9012 | 0.1074
Kadmat | 2025-02-09 23:00 | 2 | 40 | 23 | 4.15 | 0 | 26.83 | 28.81 | 7 | 21.81 | 5.08 | 1000 | 597.3 | 0.0599 | 0 | 0.897 | 0.1098
Kadmat | 2025-02-10 00:00 | 2 | 41 | 0 | 3.09 | 0 | 26.65 | 28.78 | 7 | 21.78 | 4.73 | 1000 | 493.8 | 0.0123 | 0 | 0.8934 | 0.1022
Kadmat | 2025-02-10 01:00 | 2 | 41 | 1 | 3.91 | 0 | 26.62 | 28.75 | 7 | 21.75 | 4.27 | 1000 | 454.7 | 0.0462 | 0 | 0.8906 | 0.0923
Kadmat | 2025-02-10 02:00 | 2 | 41 | 2 | 4.12 | 0 | 26.65 | 28.74 | 7 | 21.74 | 4.03 | 1000 | 461.7 | 0.0577 | 0 | 0.8889 | 0.087
Kadmat | 2025-02-10 03:00 | 2 | 41 | 3 | 3.61 | 0 | 26.69 | 28.73 | 7 | 21.73 | 4.19 | 1000 | 403.3 | 0.0324 | 0 | 0.8884 | 0.0905
Kadmat | 2025-02-10 04:00 | 2 | 41 | 4 | 3.57 | 0 | 26.78 | 28.74 | 7 | 21.74 | 3.84 | 1000 | 449.7 | 0.0305 | 0 | 0.8891 | 0.083
Kadmat | 2025-02-10 05:00 | 2 | 41 | 5 | 3.43 | 0 | 26.91 | 28.76 | 7 | 21.76 | 4.17 | 1000 | 470.4 | 0.0243 | 0 | 0.8909 | 0.09
Kadmat | 2025-02-10 06:00 | 2 | 41 | 6 | 2.88 | 0 | 27.41 | 28.78 | 7 | 21.78 | 4.2 | 1000 | 587.1 | 0.0068 | 0 | 0.8938 | 0.0908
Kadmat | 2025-02-10 07:00 | 2 | 41 | 7 | 3.25 | 61.7 | 27.7 | 28.81 | 7 | 21.81 | 4.05 | 1000 | 586.3 | 0.0179 | 0.0538 | 0.8975 | 0.0876
Kadmat | 2025-02-10 08:00 | 2 | 41 | 8 | 5.5 | 340.5 | 27.92 | 28.85 | 7 | 21.85 | 4.37 | 1000 | 613.6 | 0.1581 | 0.2904 | 0.9019 | 0.0944
Kadmat | 2025-02-10 09:00 | 2 | 41 | 9 | 5.79 | 461.7 | 28.32 | 28.89 | 7 | 21.89 | 4.59 | 1000 | 631.9 | 0.1869 | 0.3897 | 0.9066 | 0.0991
Kadmat | 2025-02-10 10:00 | 2 | 41 | 10 | 5.94 | 745 | 28.85 | 28.93 | 7 | 21.93 | 4.64 | 1000 | 714.4 | 0.2016 | 0.6138 | 0.9113 | 0.1003
Kadmat | 2025-02-10 11:00 | 2 | 41 | 11 | 5.75 | 881.9 | 29.06 | 28.96 | 7 | 21.96 | 5.17 | 1000 | 708 | 0.1826 | 0.7182 | 0.9156 | 0.1116
Kadmat | 2025-02-10 12:00 | 2 | 41 | 12 | 6.01 | 879.3 | 29.58 | 29 | 7 | 22 | 5.43 | 1000 | 708.5 | 0.2087 | 0.7148 | 0.9194 | 0.1172
Kadmat | 2025-02-10 13:00 | 2 | 41 | 13 | 6.92 | 928.5 | 29.5 | 29.02 | 7 | 22.02 | 5.77 | 1000 | 688.5 | 0.3193 | 0.7521 | 0.9223 | 0.1246
Kadmat | 2025-02-10 14:00 | 2 | 41 | 14 | 6.16 | 871.5 | 29.48 | 29.04 | 7 | 22.04 | 5.88 | 1000 | 704.7 | 0.2256 | 0.7092 | 0.9242 | 0.1269
Kadmat | 2025-02-10 15:00 | 2 | 41 | 15 | 7.22 | 638.1 | 29.45 | 29.04 | 7 | 22.04 | 5.72 | 1000 | 687.9 | 0.3613 | 0.529 | 0.9249 | 0.1236
Kadmat | 2025-02-10 16:00 | 2 | 41 | 16 | 7.46 | 515.1 | 29.34 | 29.04 | 7 | 22.04 | 5.25 | 1000 | 644.2 | 0.3961 | 0.4314 | 0.9243 | 0.1133
Kadmat | 2025-02-10 17:00 | 2 | 41 | 17 | 6.22 | 253.8 | 29.05 | 29.02 | 7 | 22.02 | 6 | 1000 | 726.2 | 0.2325 | 0.217 | 0.9226 | 0.1296
Kadmat | 2025-02-10 18:00 | 2 | 41 | 18 | 5.9 | 14.6 | 28.71 | 29 | 7 | 22 | 6.48 | 1000 | 870.5 | 0.1974 | 0.0127 | 0.9198 | 0.14
Kadmat | 2025-02-10 19:00 | 2 | 41 | 19 | 6.7 | 0 | 28.13 | 28.97 | 7 | 21.97 | 6.17 | 1000 | 893.7 | 0.2901 | 0 | 0.9162 | 0.1332
Kadmat | 2025-02-10 20:00 | 2 | 41 | 20 | 6.61 | 0 | 27.78 | 28.93 | 7 | 21.93 | 6.05 | 1000 | 895.7 | 0.2791 | 0 | 0.9119 | 0.1308
Kadmat | 2025-02-10 21:00 | 2 | 41 | 21 | 5.92 | 0 | 27.47 | 28.89 | 7 | 21.89 | 5.69 | 1000 | 815.6 | 0.1991 | 0 | 0.9074 | 0.1228
Kadmat | 2025-02-10 22:00 | 2 | 41 | 22 | 4.59 | 0 | 27.12 | 28.86 | 7 | 21.86 | 6.51 | 1000 | 695.2 | 0.0874 | 0 | 0.9028 | 0.1405
Kadmat | 2025-02-10 23:00 | 2 | 41 | 23 | 4.13 | 0 | 26.85 | 28.82 | 7 | 21.82 | 5.93 | 1000 | 549.3 | 0.0581 | 0 | 0.8986 | 0.1282
Kadmat | 2025-02-11 00:00 | 2 | 42 | 0 | 4.7 | 0 | 26.44 | 28.79 | 7 | 21.79 | 5.64 | 1000 | 474.4 | 0.0955 | 0 | 0.895 | 0.1218
Kadmat | 2025-02-11 01:00 | 2 | 42 | 1 | 4.53 | 0 | 26.29 | 28.77 | 7 | 21.77 | 6.29 | 1000 | 473.2 | 0.0832 | 0 | 0.8922 | 0.1358
Kadmat | 2025-02-11 02:00 | 2 | 42 | 2 | 4.45 | 0 | 26.17 | 28.75 | 7 | 21.75 | 6.38 | 1000 | 438.5 | 0.0778 | 0 | 0.8905 | 0.1379
Kadmat | 2025-02-11 03:00 | 2 | 42 | 3 | 4.31 | 0 | 26.23 | 28.75 | 7 | 21.75 | 6.85 | 1000 | 444.2 | 0.0694 | 0 | 0.89 | 0.1479
Kadmat | 2025-02-11 04:00 | 2 | 42 | 4 | 5.06 | 0 | 26.52 | 28.75 | 7 | 21.75 | 7.32 | 1000 | 445.6 | 0.1221 | 0 | 0.8907 | 0.1581
Kadmat | 2025-02-11 05:00 | 2 | 42 | 5 | 4.71 | 0 | 26.91 | 28.77 | 7 | 21.77 | 7.91 | 1000 | 507.5 | 0.0958 | 0 | 0.8925 | 0.1709
Kadmat | 2025-02-11 06:00 | 2 | 42 | 6 | 4.23 | 0 | 27.36 | 28.79 | 7 | 21.79 | 9.56 | 1000 | 532.2 | 0.0642 | 0 | 0.8954 | 0.2066
Kadmat | 2025-02-11 07:00 | 2 | 42 | 7 | 4.74 | 60.9 | 27.43 | 28.82 | 7 | 21.82 | 9.39 | 1000 | 572.6 | 0.0986 | 0.0531 | 0.8991 | 0.2028
Kadmat | 2025-02-11 08:00 | 2 | 42 | 8 | 4.99 | 316.2 | 27.94 | 28.86 | 7 | 21.86 | 8.16 | 1000 | 632.6 | 0.1163 | 0.2703 | 0.9035 | 0.1763
Kadmat | 2025-02-11 09:00 | 2 | 42 | 9 | 5.79 | 578.9 | 28.3 | 28.9 | 7 | 21.9 | 8.12 | 1000 | 630.1 | 0.1863 | 0.4842 | 0.9082 | 0.1754
Kadmat | 2025-02-11 10:00 | 2 | 42 | 10 | 5.74 | 794.4 | 28.66 | 28.94 | 7 | 21.94 | 8.47 | 1000 | 695.2 | 0.1819 | 0.6525 | 0.9129 | 0.183
Kadmat | 2025-02-11 11:00 | 2 | 42 | 11 | 6.77 | 912.3 | 28.9 | 28.98 | 7 | 21.98 | 8.28 | 1000 | 700.3 | 0.2999 | 0.7416 | 0.9173 | 0.1788
Kadmat | 2025-02-11 12:00 | 2 | 42 | 12 | 7.02 | 814.9 | 29.03 | 29.01 | 7 | 22.01 | 7.41 | 1000 | 697.2 | 0.3329 | 0.6673 | 0.921 | 0.1601
Kadmat | 2025-02-11 13:00 | 2 | 42 | 13 | 6.57 | 884.3 | 29.15 | 29.03 | 7 | 22.03 | 6.5 | 1000 | 706.1 | 0.274 | 0.7198 | 0.9239 | 0.1405
Kadmat | 2025-02-11 14:00 | 2 | 42 | 14 | 6.83 | 875.3 | 29.31 | 29.05 | 7 | 22.05 | 6.68 | 1000 | 669.6 | 0.307 | 0.7125 | 0.9258 | 0.1444
Kadmat | 2025-02-11 15:00 | 2 | 42 | 15 | 7.73 | 741 | 29.38 | 29.05 | 7 | 22.05 | 5.79 | 1000 | 632.8 | 0.4377 | 0.6095 | 0.9265 | 0.1251
Kadmat | 2025-02-11 16:00 | 2 | 42 | 16 | 6.51 | 508.4 | 29.15 | 29.05 | 7 | 22.05 | 5.47 | 1000 | 681.4 | 0.2659 | 0.4262 | 0.9259 | 0.1181
Kadmat | 2025-02-11 17:00 | 2 | 42 | 17 | 6.49 | 261.3 | 29.03 | 29.04 | 7 | 22.04 | 5.75 | 1000 | 798.1 | 0.2639 | 0.2233 | 0.9242 | 0.1242
Kadmat | 2025-02-11 18:00 | 2 | 42 | 18 | 6.72 | 17.5 | 28.61 | 29.01 | 7 | 22.01 | 6.03 | 1000 | 847.9 | 0.2926 | 0.0152 | 0.9214 | 0.1303
Kadmat | 2025-02-11 19:00 | 2 | 42 | 19 | 6.8 | 0 | 28.32 | 28.98 | 7 | 21.98 | 5.53 | 1000 | 856.9 | 0.3038 | 0 | 0.9178 | 0.1194
Kadmat | 2025-02-11 20:00 | 2 | 42 | 20 | 6.96 | 0 | 28.1 | 28.95 | 7 | 21.95 | 5.5 | 1000 | 883.8 | 0.3248 | 0 | 0.9135 | 0.1188
Kadmat | 2025-02-11 21:00 | 2 | 42 | 21 | 5.33 | 0 | 27.56 | 28.91 | 7 | 21.91 | 5.36 | 1000 | 778.9 | 0.1445 | 0 | 0.909 | 0.1157
Kadmat | 2025-02-11 22:00 | 2 | 42 | 22 | 4.78 | 0 | 27.07 | 28.87 | 7 | 21.87 | 5.44 | 1000 | 713.2 | 0.1015 | 0 | 0.9044 | 0.1175
Kadmat | 2025-02-11 23:00 | 2 | 42 | 23 | 5.04 | 0 | 26.84 | 28.83 | 7 | 21.83 | 5.61 | 1000 | 537.4 | 0.1207 | 0 | 0.9002 | 0.1212
Kadmat | 2025-02-12 00:00 | 2 | 43 | 0 | 3.43 | 0 | 26.52 | 28.8 | 7 | 21.8 | 5.3 | 1000 | 500.5 | 0.0244 | 0 | 0.8966 | 0.1145
Kadmat | 2025-02-12 01:00 | 2 | 43 | 1 | 3.08 | 0 | 26.56 | 28.78 | 7 | 21.78 | 5 | 1000 | 446.8 | 0.0117 | 0 | 0.8938 | 0.1079
Kadmat | 2025-02-12 02:00 | 2 | 43 | 2 | 3.04 | 0 | 26.32 | 28.77 | 7 | 21.77 | 5.1 | 1000 | 439.2 | 0.0104 | 0 | 0.8921 | 0.1102
Kadmat | 2025-02-12 03:00 | 2 | 43 | 3 | 3.28 | 0 | 26.24 | 28.76 | 7 | 21.76 | 4.98 | 1000 | 425.6 | 0.0191 | 0 | 0.8916 | 0.1075
Kadmat | 2025-02-12 04:00 | 2 | 43 | 4 | 3.35 | 0 | 26.46 | 28.77 | 7 | 21.77 | 4.65 | 1000 | 451 | 0.0215 | 0 | 0.8923 | 0.1004
Kadmat | 2025-02-12 05:00 | 2 | 43 | 5 | 3.17 | 0 | 26.61 | 28.78 | 7 | 21.78 | 3.98 | 1000 | 478.4 | 0.0152 | 0 | 0.8941 | 0.0859
Kadmat | 2025-02-12 06:00 | 2 | 43 | 6 | 2.66 | 0 | 27.02 | 28.81 | 7 | 21.81 | 4.26 | 1000 | 547.3 | 0.0029 | 0 | 0.897 | 0.092
Kadmat | 2025-02-12 07:00 | 2 | 43 | 7 | 2.44 | 69.3 | 27.57 | 28.84 | 7 | 21.84 | 4.66 | 1000 | 582 | 0 | 0.0604 | 0.9007 | 0.1006
Kadmat | 2025-02-12 08:00 | 2 | 43 | 8 | 2.31 | 287.1 | 27.86 | 28.88 | 7 | 21.88 | 4.37 | 1000 | 611.9 | 0 | 0.246 | 0.9051 | 0.0944
Kadmat | 2025-02-12 09:00 | 2 | 43 | 9 | 2.42 | 543.1 | 28.28 | 28.91 | 7 | 21.91 | 5.07 | 1000 | 683.2 | 0 | 0.4556 | 0.9098 | 0.1095
Kadmat | 2025-02-12 10:00 | 2 | 43 | 10 | 2.45 | 748.4 | 28.69 | 28.95 | 7 | 21.95 | 5.05 | 1000 | 682.1 | 0 | 0.6168 | 0.9145 | 0.1091
Kadmat | 2025-02-12 11:00 | 2 | 43 | 11 | 2.96 | 937.4 | 28.67 | 28.99 | 7 | 21.99 | 5.79 | 1000 | 705.5 | 0.0082 | 0.7611 | 0.9189 | 0.1251
Kadmat | 2025-02-12 12:00 | 2 | 43 | 12 | 3.49 | 898.1 | 28.7 | 29.02 | 7 | 22.02 | 5.32 | 1000 | 665.9 | 0.0268 | 0.7315 | 0.9226 | 0.1149
Kadmat | 2025-02-12 13:00 | 2 | 43 | 13 | 2.91 | 974.5 | 28.92 | 29.05 | 7 | 22.05 | 5.07 | 1000 | 681.2 | 0.0074 | 0.7881 | 0.9256 | 0.1095
Kadmat | 2025-02-12 14:00 | 2 | 43 | 14 | 1.29 | 774.9 | 28.85 | 29.06 | 7 | 22.06 | 4.43 | 1000 | 677.6 | 0 | 0.637 | 0.9274 | 0.0957
Kadmat | 2025-02-12 15:00 | 2 | 43 | 15 | 1.04 | 733.1 | 28.96 | 29.07 | 7 | 22.07 | 4.07 | 1000 | 684.7 | 0 | 0.6044 | 0.9281 | 0.0879
Kadmat | 2025-02-12 16:00 | 2 | 43 | 16 | 0.99 | 498.6 | 28.82 | 29.06 | 7 | 22.06 | 3.7 | 1000 | 727.1 | 0 | 0.4188 | 0.9276 | 0.0799
Kadmat | 2025-02-12 17:00 | 2 | 43 | 17 | 1.13 | 255.3 | 28.53 | 29.05 | 7 | 22.05 | 3.7 | 1000 | 789.1 | 0 | 0.2188 | 0.9258 | 0.0799
Kadmat | 2025-02-12 18:00 | 2 | 43 | 18 | 1.82 | 16.7 | 28.15 | 29.03 | 7 | 22.03 | 4.02 | 1000 | 805.5 | 0 | 0.0146 | 0.9231 | 0.0867
Kadmat | 2025-02-12 19:00 | 2 | 43 | 19 | 1.67 | 0 | 27.73 | 29 | 7 | 22 | 4.66 | 1000 | 905.7 | 0 | 0 | 0.9194 | 0.1006
Kadmat | 2025-02-12 20:00 | 2 | 43 | 20 | 2.45 | 0 | 27.19 | 28.96 | 7 | 21.96 | 4.88 | 1000 | 855.5 | 0 | 0 | 0.9152 | 0.1054
Kadmat | 2025-02-12 21:00 | 2 | 43 | 21 | 2.51 | 0 | 26.72 | 28.92 | 7 | 21.92 | 4.97 | 1000 | 766 | 0.0003 | 0 | 0.9106 | 0.1073
Kadmat | 2025-02-12 22:00 | 2 | 43 | 22 | 2.55 | 0 | 26.36 | 28.88 | 7 | 21.88 | 5.04 | 1000 | 666.3 | 0.0009 | 0 | 0.906 | 0.1089
Kadmat | 2025-02-12 23:00 | 2 | 43 | 23 | 2.75 | 0 | 26.1 | 28.85 | 7 | 21.85 | 5.28 | 1000 | 568.8 | 0.0045 | 0 | 0.9018 | 0.114
Kadmat | 2025-02-13 00:00 | 2 | 44 | 0 | 3.86 | 0 | 26.16 | 28.82 | 7 | 21.82 | 5.55 | 1000 | 468.9 | 0.0439 | 0 | 0.8982 | 0.1199
Kadmat | 2025-02-13 01:00 | 2 | 44 | 1 | 3.82 | 0 | 26.01 | 28.79 | 7 | 21.79 | 5.46 | 1000 | 459.4 | 0.0418 | 0 | 0.8954 | 0.1179
Kadmat | 2025-02-13 02:00 | 2 | 44 | 2 | 3.43 | 0 | 25.88 | 28.78 | 7 | 21.78 | 5.14 | 1000 | 435 | 0.0244 | 0 | 0.8937 | 0.111
Kadmat | 2025-02-13 03:00 | 2 | 44 | 3 | 4.76 | 0 | 26.11 | 28.77 | 7 | 21.77 | 4.79 | 1000 | 425.8 | 0.0995 | 0 | 0.8932 | 0.1036
Kadmat | 2025-02-13 04:00 | 2 | 44 | 4 | 5.07 | 0 | 26.29 | 28.78 | 7 | 21.78 | 3.97 | 1000 | 419.5 | 0.1224 | 0 | 0.8939 | 0.0858
Kadmat | 2025-02-13 05:00 | 2 | 44 | 5 | 5.89 | 0 | 26.29 | 28.8 | 7 | 21.8 | 4.02 | 1000 | 500.4 | 0.1965 | 0 | 0.8957 | 0.0868
Kadmat | 2025-02-13 06:00 | 2 | 44 | 6 | 5.29 | 0 | 26.56 | 28.82 | 7 | 21.82 | 4.62 | 1000 | 578.2 | 0.1409 | 0 | 0.8986 | 0.0997
Kadmat | 2025-02-13 07:00 | 2 | 44 | 7 | 5.88 | 63.1 | 27.11 | 28.85 | 7 | 21.85 | 3.83 | 1000 | 602.7 | 0.1957 | 0.0551 | 0.9024 | 0.0828
Kadmat | 2025-02-13 08:00 | 2 | 44 | 8 | 6.17 | 329.3 | 27.49 | 28.89 | 7 | 21.89 | 3.87 | 1000 | 618.9 | 0.2269 | 0.2816 | 0.9067 | 0.0836
Kadmat | 2025-02-13 09:00 | 2 | 44 | 9 | 7.54 | 561.5 | 27.91 | 28.93 | 7 | 21.93 | 4.56 | 1000 | 654.5 | 0.4078 | 0.471 | 0.9114 | 0.0985
Kadmat | 2025-02-13 10:00 | 2 | 44 | 10 | 7.4 | 723.7 | 28.26 | 28.97 | 7 | 21.97 | 4.87 | 1000 | 703.7 | 0.387 | 0.5986 | 0.9161 | 0.1052
Kadmat | 2025-02-13 11:00 | 2 | 44 | 11 | 7.22 | 720.5 | 28.8 | 29 | 7 | 22 | 4.42 | 1000 | 718.4 | 0.3617 | 0.5949 | 0.9205 | 0.0954
Kadmat | 2025-02-13 12:00 | 2 | 44 | 12 | 8.79 | 923.4 | 28.97 | 29.04 | 7 | 22.04 | 4.81 | 1000 | 714.7 | 0.6087 | 0.7498 | 0.9243 | 0.104
Kadmat | 2025-02-13 13:00 | 2 | 44 | 13 | 8.79 | 847.6 | 29.09 | 29.06 | 7 | 22.06 | 4.57 | 1000 | 703 | 0.6096 | 0.6921 | 0.9272 | 0.0987
Kadmat | 2025-02-13 14:00 | 2 | 44 | 14 | 8.8 | 770.2 | 29.18 | 29.08 | 7 | 22.08 | 4.64 | 1000 | 694.8 | 0.6115 | 0.6326 | 0.9291 | 0.1003
Kadmat | 2025-02-13 15:00 | 2 | 44 | 15 | 7.85 | 658.8 | 28.97 | 29.08 | 7 | 22.08 | 4.85 | 1000 | 657 | 0.4566 | 0.5463 | 0.9297 | 0.1049
Kadmat | 2025-02-13 16:00 | 2 | 44 | 16 | 7.08 | 479.3 | 28.61 | 29.08 | 7 | 22.08 | 4.57 | 1000 | 712.3 | 0.3413 | 0.4036 | 0.9292 | 0.0987
Kadmat | 2025-02-13 17:00 | 2 | 44 | 17 | 7.04 | 261.1 | 28.35 | 29.06 | 7 | 22.06 | 4.87 | 1000 | 757.9 | 0.3346 | 0.2238 | 0.9275 | 0.1053
Kadmat | 2025-02-13 18:00 | 2 | 44 | 18 | 7.3 | 18.9 | 28.11 | 29.04 | 7 | 22.04 | 5.19 | 1000 | 852.3 | 0.3728 | 0.0165 | 0.9247 | 0.1121
Kadmat | 2025-02-13 19:00 | 2 | 44 | 19 | 6.64 | 0 | 28.06 | 29.01 | 7 | 22.01 | 4.41 | 1000 | 840.4 | 0.2828 | 0 | 0.921 | 0.0953
Kadmat | 2025-02-13 20:00 | 2 | 44 | 20 | 5.53 | 0 | 27.83 | 28.97 | 7 | 21.97 | 4.37 | 1000 | 849.9 | 0.1615 | 0 | 0.9168 | 0.0943
Kadmat | 2025-02-13 21:00 | 2 | 44 | 21 | 6.61 | 0 | 27.56 | 28.93 | 7 | 21.93 | 4.6 | 1000 | 809 | 0.2788 | 0 | 0.9122 | 0.0994
Kadmat | 2025-02-13 22:00 | 2 | 44 | 22 | 6.19 | 0 | 27.25 | 28.9 | 7 | 21.9 | 4.63 | 1000 | 688.9 | 0.2284 | 0 | 0.9077 | 0.1
Kadmat | 2025-02-13 23:00 | 2 | 44 | 23 | 6.29 | 0 | 27.01 | 28.86 | 7 | 21.86 | 4.49 | 1000 | 573.4 | 0.2406 | 0 | 0.9034 | 0.0971
Kadmat | 2025-02-14 00:00 | 2 | 45 | 0 | 5.51 | 0 | 26.7 | 28.83 | 7 | 21.83 | 4.82 | 1000 | 473.1 | 0.1595 | 0 | 0.8998 | 0.1041
Kadmat | 2025-02-14 01:00 | 2 | 45 | 1 | 5.76 | 0 | 26.46 | 28.81 | 7 | 21.81 | 4.62 | 1000 | 457.8 | 0.1836 | 0 | 0.8971 | 0.0998
Kadmat | 2025-02-14 02:00 | 2 | 45 | 2 | 5.24 | 0 | 26.52 | 28.79 | 7 | 21.79 | 4.57 | 1000 | 450.3 | 0.1366 | 0 | 0.8953 | 0.0987
Kadmat | 2025-02-14 03:00 | 2 | 45 | 3 | 5.22 | 0 | 26.81 | 28.79 | 7 | 21.79 | 4.98 | 1000 | 410.5 | 0.1351 | 0 | 0.8948 | 0.1076
Kadmat | 2025-02-14 04:00 | 2 | 45 | 4 | 5.92 | 0 | 27.05 | 28.79 | 7 | 21.79 | 4.75 | 1000 | 444.8 | 0.1993 | 0 | 0.8955 | 0.1026
Kadmat | 2025-02-14 05:00 | 2 | 45 | 5 | 6.57 | 0 | 27.28 | 28.81 | 7 | 21.81 | 4.33 | 1000 | 469.2 | 0.274 | 0 | 0.8973 | 0.0935
Kadmat | 2025-02-14 06:00 | 2 | 45 | 6 | 6.36 | 0 | 27.64 | 28.83 | 7 | 21.83 | 4.48 | 1000 | 521.2 | 0.2483 | 0 | 0.9002 | 0.0968
Kadmat | 2025-02-14 07:00 | 2 | 45 | 7 | 6.61 | 69.5 | 27.99 | 28.87 | 7 | 21.87 | 3.98 | 1000 | 601.2 | 0.2794 | 0.0605 | 0.904 | 0.0861
Kadmat | 2025-02-14 08:00 | 2 | 45 | 8 | 6.89 | 343.6 | 28.44 | 28.9 | 7 | 21.9 | 3.89 | 1000 | 633.8 | 0.315 | 0.2925 | 0.9083 | 0.0839
Kadmat | 2025-02-14 09:00 | 2 | 45 | 9 | 6.77 | 472.8 | 28.77 | 28.94 | 7 | 21.94 | 4.28 | 1000 | 664.6 | 0.3001 | 0.398 | 0.913 | 0.0925
Kadmat | 2025-02-14 10:00 | 2 | 45 | 10 | 8.05 | 802.1 | 29.13 | 28.98 | 7 | 21.98 | 4.14 | 1000 | 685.8 | 0.4883 | 0.6572 | 0.9177 | 0.0893
Kadmat | 2025-02-14 11:00 | 2 | 45 | 11 | 7.95 | 942.9 | 29.49 | 29.02 | 7 | 22.02 | 4.23 | 1000 | 709.7 | 0.4724 | 0.7629 | 0.9221 | 0.0914
Kadmat | 2025-02-14 12:00 | 2 | 45 | 12 | 7.97 | 894.5 | 29.37 | 29.05 | 7 | 22.05 | 4.52 | 1000 | 667 | 0.4765 | 0.7269 | 0.9259 | 0.0976
Kadmat | 2025-02-14 13:00 | 2 | 45 | 13 | 6.18 | 877.4 | 29.57 | 29.07 | 7 | 22.07 | 4.43 | 1000 | 716.9 | 0.2278 | 0.7135 | 0.9288 | 0.0956
Kadmat | 2025-02-14 14:00 | 2 | 45 | 14 | 6.23 | 918.2 | 29.55 | 29.09 | 7 | 22.09 | 4.43 | 1000 | 671.9 | 0.2338 | 0.7442 | 0.9307 | 0.0957
Kadmat | 2025-02-14 15:00 | 2 | 45 | 15 | 5.72 | 662.1 | 29.51 | 29.09 | 7 | 22.09 | 4.18 | 1000 | 654.8 | 0.1796 | 0.5478 | 0.9314 | 0.0903
Kadmat | 2025-02-14 16:00 | 2 | 45 | 16 | 6.67 | 528.6 | 29.48 | 29.09 | 7 | 22.09 | 4.31 | 1000 | 693.9 | 0.2871 | 0.4419 | 0.9308 | 0.0932
Kadmat | 2025-02-14 17:00 | 2 | 45 | 17 | 7.8 | 246 | 29.11 | 29.08 | 7 | 22.08 | 3.71 | 1000 | 746 | 0.4493 | 0.2105 | 0.9291 | 0.0801
Kadmat | 2025-02-14 18:00 | 2 | 45 | 18 | 6.7 | 16.8 | 28.68 | 29.05 | 7 | 22.05 | 3.49 | 1000 | 840.6 | 0.2909 | 0.0146 | 0.9263 | 0.0755
Kadmat | 2025-02-14 19:00 | 2 | 45 | 19 | 6.97 | 0 | 28.05 | 29.02 | 7 | 22.02 | 3.52 | 1000 | 889.7 | 0.3254 | 0 | 0.9227 | 0.0761
Kadmat | 2025-02-14 20:00 | 2 | 45 | 20 | 6.89 | 0 | 27.75 | 28.99 | 7 | 21.99 | 3.19 | 1000 | 835.9 | 0.3155 | 0 | 0.9184 | 0.0689
Kadmat | 2025-02-14 21:00 | 2 | 45 | 21 | 7.35 | 0 | 27.48 | 28.95 | 7 | 21.95 | 3.43 | 1000 | 795.2 | 0.3801 | 0 | 0.9138 | 0.0742
Kadmat | 2025-02-14 22:00 | 2 | 45 | 22 | 6.14 | 0 | 27.03 | 28.91 | 7 | 21.91 | 3.4 | 1000 | 668.9 | 0.2226 | 0 | 0.9093 | 0.0733
Kadmat | 2025-02-14 23:00 | 2 | 45 | 23 | 4.53 | 0 | 27.02 | 28.87 | 7 | 21.87 | 3.45 | 1000 | 574.6 | 0.0831 | 0 | 0.905 | 0.0745
Kadmat | 2025-02-15 00:00 | 2 | 46 | 0 | 4.98 | 0 | 26.78 | 28.84 | 7 | 21.84 | 3.09 | 1000 | 489.5 | 0.1152 | 0 | 0.9014 | 0.0668
Kadmat | 2025-02-15 01:00 | 2 | 46 | 1 | 5.08 | 0 | 26.59 | 28.82 | 7 | 21.82 | 2.93 | 1000 | 460.7 | 0.1236 | 0 | 0.8987 | 0.0634
Kadmat | 2025-02-15 02:00 | 2 | 46 | 2 | 5.18 | 0 | 26.58 | 28.81 | 7 | 21.81 | 2.88 | 1000 | 406.6 | 0.1318 | 0 | 0.8971 | 0.0621
Kadmat | 2025-02-15 03:00 | 2 | 46 | 3 | 5.08 | 0 | 26.45 | 28.8 | 7 | 21.8 | 2.37 | 1000 | 407.3 | 0.1237 | 0 | 0.8966 | 0.0513
Kadmat | 2025-02-15 04:00 | 2 | 46 | 4 | 6.26 | 0 | 26.79 | 28.81 | 7 | 21.81 | 2.55 | 1000 | 429.1 | 0.2371 | 0 | 0.8974 | 0.055
Kadmat | 2025-02-15 05:00 | 2 | 46 | 5 | 5.89 | 0 | 26.97 | 28.83 | 7 | 21.83 | 2.84 | 1000 | 484 | 0.1966 | 0 | 0.8993 | 0.0613
Kadmat | 2025-02-15 06:00 | 2 | 46 | 6 | 6.17 | 0 | 27.26 | 28.85 | 7 | 21.85 | 2.53 | 1000 | 527.6 | 0.227 | 0 | 0.9023 | 0.0547
Kadmat | 2025-02-15 07:00 | 2 | 46 | 7 | 5.96 | 74.8 | 27.43 | 28.88 | 7 | 21.88 | 2.49 | 1000 | 581.6 | 0.2031 | 0.0652 | 0.9061 | 0.0537
Kadmat | 2025-02-15 08:00 | 2 | 46 | 8 | 6.23 | 341.6 | 27.77 | 28.92 | 7 | 21.92 | 2.47 | 1000 | 635.8 | 0.2329 | 0.2915 | 0.9106 | 0.0535
Kadmat | 2025-02-15 09:00 | 2 | 46 | 9 | 4.92 | 588.8 | 28.08 | 28.96 | 7 | 21.96 | 2.6 | 1000 | 669 | 0.1113 | 0.4925 | 0.9153 | 0.0563
Kadmat | 2025-02-15 10:00 | 2 | 46 | 10 | 5.04 | 727.9 | 28.47 | 29 | 7 | 22 | 2.22 | 1000 | 713.7 | 0.1204 | 0.6014 | 0.9201 | 0.048
Kadmat | 2025-02-15 11:00 | 2 | 46 | 11 | 4.8 | 892.3 | 28.99 | 29.04 | 7 | 22.04 | 2.41 | 1000 | 704.5 | 0.1026 | 0.7263 | 0.9246 | 0.0521
Kadmat | 2025-02-15 12:00 | 2 | 46 | 12 | 3.82 | 985.9 | 29.2 | 29.07 | 7 | 22.07 | 2.63 | 1000 | 722.3 | 0.0421 | 0.7958 | 0.9284 | 0.0568
Kadmat | 2025-02-15 13:00 | 2 | 46 | 13 | 2.37 | 921.3 | 29.42 | 29.09 | 7 | 22.1 | 2.51 | 1000 | 666.8 | 0 | 0.7469 | 0.9314 | 0.0542
Kadmat | 2025-02-15 14:00 | 2 | 46 | 14 | 2.36 | 768.6 | 29.56 | 29.11 | 7 | 22.11 | 2.99 | 1000 | 648.2 | 0 | 0.6304 | 0.9334 | 0.0645
Kadmat | 2025-02-15 15:00 | 2 | 46 | 15 | 1.56 | 665.3 | 29.54 | 29.12 | 7 | 22.12 | 2.43 | 1000 | 661.2 | 0 | 0.5502 | 0.9341 | 0.0526
Kadmat | 2025-02-15 16:00 | 2 | 46 | 16 | 0.81 | 519.1 | 29.29 | 29.11 | 7 | 22.11 | 2.84 | 1000 | 734.5 | 0 | 0.4346 | 0.9337 | 0.0613
Kadmat | 2025-02-15 17:00 | 2 | 46 | 17 | 1.44 | 244.4 | 29 | 29.1 | 7 | 22.1 | 2.91 | 1000 | 791.9 | 0 | 0.2092 | 0.932 | 0.0629
Kadmat | 2025-02-15 18:00 | 2 | 46 | 18 | 0.78 | 21.3 | 28.51 | 29.08 | 7 | 22.08 | 2.45 | 1000 | 846.4 | 0 | 0.0186 | 0.9293 | 0.0528
Kadmat | 2025-02-15 19:00 | 2 | 46 | 19 | 1.34 | 0 | 28.37 | 29.05 | 7 | 22.05 | 2.3 | 1000 | 864.8 | 0 | 0 | 0.9257 | 0.0497
Kadmat | 2025-02-15 20:00 | 2 | 46 | 20 | 1.82 | 0 | 27.99 | 29.01 | 7 | 22.01 | 2.52 | 1000 | 854.3 | 0 | 0 | 0.9215 | 0.0544
Kadmat | 2025-02-15 21:00 | 2 | 46 | 21 | 2.12 | 0 | 27.55 | 28.97 | 7 | 21.98 | 2.6 | 1000 | 783.3 | 0 | 0 | 0.917 | 0.0562
Kadmat | 2025-02-15 22:00 | 2 | 46 | 22 | 3.18 | 0 | 26.79 | 28.94 | 7 | 21.94 | 2.4 | 1000 | 653 | 0.0155 | 0 | 0.9126 | 0.0519
Kadmat | 2025-02-15 23:00 | 2 | 46 | 23 | 3.53 | 0 | 26.36 | 28.9 | 7 | 21.9 | 2.21 | 1000 | 595 | 0.0284 | 0 | 0.9084 | 0.0477
Kadmat | 2025-02-16 00:00 | 2 | 47 | 0 | 3.26 | 0 | 26.14 | 28.87 | 7 | 21.87 | 2.1 | 1000 | 465 | 0.0184 | 0 | 0.9048 | 0.0454
Kadmat | 2025-02-16 01:00 | 2 | 47 | 1 | 3.64 | 0 | 26.12 | 28.85 | 7 | 21.85 | 2.16 | 1000 | 435.1 | 0.0335 | 0 | 0.9022 | 0.0466
Kadmat | 2025-02-16 02:00 | 2 | 47 | 2 | 4.39 | 0 | 26.23 | 28.83 | 7 | 21.84 | 2.14 | 1000 | 432 | 0.0744 | 0 | 0.9005 | 0.0463
Kadmat | 2025-02-16 03:00 | 2 | 47 | 3 | 4.7 | 0 | 26.42 | 28.83 | 7 | 21.83 | 2.25 | 1000 | 441.3 | 0.0954 | 0 | 0.9001 | 0.0486
Kadmat | 2025-02-16 04:00 | 2 | 47 | 4 | 5.33 | 0 | 26.68 | 28.84 | 7 | 21.84 | 2.22 | 1000 | 402.5 | 0.1446 | 0 | 0.9008 | 0.048
Kadmat | 2025-02-16 05:00 | 2 | 47 | 5 | 4.31 | 0 | 26.72 | 28.85 | 7 | 21.85 | 2.36 | 1000 | 480.3 | 0.0696 | 0 | 0.9027 | 0.0509
Kadmat | 2025-02-16 06:00 | 2 | 47 | 6 | 4.14 | 0 | 26.89 | 28.88 | 7 | 21.88 | 2.11 | 1000 | 536 | 0.0589 | 0 | 0.9057 | 0.0456
Kadmat | 2025-02-16 07:00 | 2 | 47 | 7 | 4.19 | 56.5 | 27.03 | 28.91 | 7 | 21.91 | 2.05 | 1000 | 609.8 | 0.0622 | 0.0494 | 0.9095 | 0.0444
Kadmat | 2025-02-16 08:00 | 2 | 47 | 8 | 4.21 | 249.9 | 27.29 | 28.95 | 7 | 21.95 | 2.06 | 1000 | 670.2 | 0.0634 | 0.2151 | 0.914 | 0.0445
Kadmat | 2025-02-16 09:00 | 2 | 47 | 9 | 3.87 | 413.9 | 27.74 | 28.99 | 7 | 21.99 | 2.44 | 1000 | 652.4 | 0.0443 | 0.3514 | 0.9188 | 0.0526
Kadmat | 2025-02-16 10:00 | 2 | 47 | 10 | 3.51 | 591.5 | 27.97 | 29.03 | 7 | 22.03 | 2.51 | 1000 | 683.2 | 0.0276 | 0.4949 | 0.9235 | 0.0542
Kadmat | 2025-02-16 11:00 | 2 | 47 | 11 | 2.64 | 651.1 | 28.32 | 29.06 | 7 | 22.07 | 2.44 | 1000 | 674.7 | 0.0025 | 0.5415 | 0.928 | 0.0527
Kadmat | 2025-02-16 12:00 | 2 | 47 | 12 | 3.52 | 720.7 | 28.59 | 29.1 | 7 | 22.1 | 2.32 | 1000 | 661.1 | 0.0279 | 0.5955 | 0.9319 | 0.0501
Kadmat | 2025-02-16 13:00 | 2 | 47 | 13 | 2.53 | 777.7 | 28.57 | 29.12 | 7 | 22.12 | 2.26 | 1000 | 674.4 | 0.0005 | 0.6398 | 0.9349 | 0.0489
Kadmat | 2025-02-16 14:00 | 2 | 47 | 14 | 2.36 | 661.4 | 28.73 | 29.14 | 7 | 22.14 | 2.3 | 1000 | 727.3 | 0 | 0.5488 | 0.9368 | 0.0496
Kadmat | 2025-02-16 15:00 | 2 | 47 | 15 | 2.87 | 499.3 | 28.76 | 29.14 | 7 | 22.15 | 2.32 | 1000 | 687.4 | 0.0066 | 0.4195 | 0.9376 | 0.05
Kadmat | 2025-02-16 16:00 | 2 | 47 | 16 | 3.76 | 364.8 | 28.68 | 29.14 | 7 | 22.14 | 2.4 | 1000 | 694.9 | 0.0392 | 0.3098 | 0.9371 | 0.0517
Kadmat | 2025-02-16 17:00 | 2 | 47 | 17 | 2.81 | 201.4 | 28.66 | 29.13 | 7 | 22.13 | 2.62 | 1000 | 750 | 0.0056 | 0.1732 | 0.9355 | 0.0565
Kadmat | 2025-02-16 18:00 | 2 | 47 | 18 | 3.6 | 15 | 28.28 | 29.1 | 7 | 22.11 | 2.84 | 1000 | 843.3 | 0.0315 | 0.0131 | 0.9328 | 0.0613
Kadmat | 2025-02-16 19:00 | 2 | 47 | 19 | 2.99 | 0 | 27.9 | 29.07 | 7 | 22.08 | 2.73 | 1000 | 868 | 0.0088 | 0 | 0.9292 | 0.059
Kadmat | 2025-02-16 20:00 | 2 | 47 | 20 | 3.11 | 0 | 27.61 | 29.04 | 7 | 22.04 | 2.91 | 1000 | 821.8 | 0.0131 | 0 | 0.925 | 0.0628
Kadmat | 2025-02-16 21:00 | 2 | 47 | 21 | 2.5 | 0 | 27.23 | 29 | 7 | 22 | 2.51 | 1000 | 761.4 | 0 | 0 | 0.9205 | 0.0542
Kadmat | 2025-02-16 22:00 | 2 | 47 | 22 | 3.17 | 0 | 26.85 | 28.96 | 7 | 21.97 | 2.59 | 1000 | 677.4 | 0.0151 | 0 | 0.916 | 0.056
Kadmat | 2025-02-16 23:00 | 2 | 47 | 23 | 3.67 | 0 | 26.68 | 28.93 | 7 | 21.93 | 2.44 | 1000 | 548.8 | 0.0348 | 0 | 0.9118 | 0.0527
Kadmat | 2025-02-17 00:00 | 2 | 48 | 0 | 3.6 | 0 | 26.43 | 28.9 | 7 | 21.9 | 2.56 | 1000 | 497.2 | 0.0317 | 0 | 0.9083 | 0.0552
Kadmat | 2025-02-17 01:00 | 2 | 48 | 1 | 3.27 | 0 | 26.35 | 28.88 | 7 | 21.88 | 2.54 | 1000 | 449.7 | 0.0187 | 0 | 0.9056 | 0.055
Kadmat | 2025-02-17 02:00 | 2 | 48 | 2 | 3.12 | 0 | 26.07 | 28.86 | 7 | 21.87 | 2.77 | 1000 | 428 | 0.0135 | 0 | 0.9039 | 0.0598
Kadmat | 2025-02-17 03:00 | 2 | 48 | 3 | 2.69 | 0 | 26.42 | 28.86 | 7 | 21.86 | 2.86 | 1000 | 440.9 | 0.0035 | 0 | 0.9035 | 0.0619
Kadmat | 2025-02-17 04:00 | 2 | 48 | 4 | 1.67 | 0 | 26.43 | 28.86 | 7 | 21.87 | 3.33 | 1000 | 430.5 | 0 | 0 | 0.9042 | 0.0719
Kadmat | 2025-02-17 05:00 | 2 | 48 | 5 | 1.61 | 0 | 26.9 | 28.88 | 7 | 21.88 | 4 | 1000 | 478.9 | 0 | 0 | 0.9061 | 0.0864
Kadmat | 2025-02-17 06:00 | 2 | 48 | 6 | 1.65 | 0 | 27.28 | 28.9 | 7 | 21.91 | 4.17 | 1000 | 547.1 | 0 | 0 | 0.9091 | 0.09
Kadmat | 2025-02-17 07:00 | 2 | 48 | 7 | 1.74 | 74 | 27.61 | 28.94 | 7 | 21.94 | 4 | 1000 | 599.2 | 0 | 0.0645 | 0.913 | 0.0864
Kadmat | 2025-02-17 08:00 | 2 | 48 | 8 | 1.8 | 354 | 27.88 | 28.97 | 7 | 21.98 | 3.69 | 1000 | 610.7 | 0 | 0.3018 | 0.9174 | 0.0796
Kadmat | 2025-02-17 09:00 | 2 | 48 | 9 | 1.99 | 606.1 | 28.2 | 29.01 | 7 | 22.02 | 3.83 | 1000 | 677.5 | 0 | 0.506 | 0.9222 | 0.0827
Kadmat | 2025-02-17 10:00 | 2 | 48 | 10 | 2.41 | 608 | 28.63 | 29.05 | 7 | 22.06 | 4.21 | 1000 | 662.6 | 0 | 0.5068 | 0.927 | 0.0908
Kadmat | 2025-02-17 11:00 | 2 | 48 | 11 | 2.98 | 872.1 | 28.88 | 29.09 | 7 | 22.1 | 4.35 | 1000 | 697.4 | 0.0086 | 0.7113 | 0.9315 | 0.0939
Kadmat | 2025-02-17 12:00 | 2 | 48 | 12 | 1.95 | 964.2 | 28.98 | 29.12 | 7 | 22.13 | 4.4 | 1000 | 711.6 | 0 | 0.7803 | 0.9354 | 0.095
Kadmat | 2025-02-17 13:00 | 2 | 48 | 13 | 2.29 | 889.5 | 29.36 | 29.15 | 7 | 22.15 | 4.16 | 1000 | 715.1 | 0 | 0.7232 | 0.9384 | 0.0899
Kadmat | 2025-02-17 14:00 | 2 | 48 | 14 | 3.42 | 907.5 | 29.44 | 29.16 | 7 | 22.17 | 4.18 | 1000 | 704.9 | 0.0241 | 0.7365 | 0.9403 | 0.0902
Kadmat | 2025-02-17 15:00 | 2 | 48 | 15 | 2.82 | 748.5 | 29.53 | 29.17 | 7 | 22.18 | 4.82 | 1000 | 637.3 | 0.0058 | 0.615 | 0.9411 | 0.1042
Kadmat | 2025-02-17 16:00 | 2 | 48 | 16 | 2.84 | 554 | 29.42 | 29.17 | 7 | 22.17 | 4.67 | 1000 | 670.1 | 0.006 | 0.4624 | 0.9406 | 0.1009
Kadmat | 2025-02-17 17:00 | 2 | 48 | 17 | 2.43 | 247.5 | 29.13 | 29.15 | 7 | 22.16 | 4.64 | 1000 | 806.8 | 0 | 0.2117 | 0.9389 | 0.1002
Kadmat | 2025-02-17 18:00 | 2 | 48 | 18 | 2.7 | 23.3 | 28.59 | 29.13 | 7 | 22.14 | 4.79 | 1000 | 844.4 | 0.0036 | 0.0203 | 0.9362 | 0.1036
Kadmat | 2025-02-17 19:00 | 2 | 48 | 19 | 2.17 | 0 | 28.13 | 29.1 | 7 | 22.11 | 5.01 | 1000 | 904.7 | 0 | 0 | 0.9326 | 0.1083
Kadmat | 2025-02-17 20:00 | 2 | 48 | 20 | 1.98 | 0 | 27.6 | 29.07 | 7 | 22.07 | 4.97 | 1000 | 810.1 | 0 | 0 | 0.9284 | 0.1074
Kadmat | 2025-02-17 21:00 | 2 | 48 | 21 | 2.37 | 0 | 27.26 | 29.03 | 7 | 22.03 | 5.62 | 1000 | 787.9 | 0 | 0 | 0.9239 | 0.1214
Kadmat | 2025-02-17 22:00 | 2 | 48 | 22 | 2.29 | 0 | 26.88 | 28.99 | 7 | 22 | 6.76 | 1000 | 672.6 | 0 | 0 | 0.9194 | 0.1461
Kadmat | 2025-02-17 23:00 | 2 | 48 | 23 | 2.45 | 0 | 26.68 | 28.96 | 6.99 | 21.96 | 6.68 | 1000 | 578.2 | 0 | 0 | 0.9153 | 0.1442
Kadmat | 2025-02-18 00:00 | 2 | 49 | 0 | 3.38 | 0 | 26.54 | 28.93 | 6.99 | 21.93 | 7.44 | 1000 | 491.2 | 0.0226 | 0 | 0.9117 | 0.1607
Kadmat | 2025-02-18 01:00 | 2 | 49 | 1 | 3.27 | 0 | 26.35 | 28.9 | 6.99 | 21.91 | 8.04 | 1000 | 466.7 | 0.0186 | 0 | 0.909 | 0.1737
Kadmat | 2025-02-18 02:00 | 2 | 49 | 2 | 3.11 | 0 | 26.34 | 28.89 | 6.99 | 21.89 | 7.62 | 1000 | 452.4 | 0.0128 | 0 | 0.9074 | 0.1646
Kadmat | 2025-02-18 03:00 | 2 | 49 | 3 | 3.5 | 0 | 26.38 | 28.88 | 6.99 | 21.89 | 8.14 | 1000 | 417 | 0.0269 | 0 | 0.9069 | 0.1759
Kadmat | 2025-02-18 04:00 | 2 | 49 | 4 | 2.78 | 0 | 26.47 | 28.89 | 6.99 | 21.9 | 7.68 | 1000 | 439.6 | 0.005 | 0 | 0.9076 | 0.1658
Kadmat | 2025-02-18 05:00 | 2 | 49 | 5 | 1.98 | 0 | 26.79 | 28.91 | 6.99 | 21.91 | 8.29 | 1000 | 473.2 | 0 | 0 | 0.9096 | 0.1792
Kadmat | 2025-02-18 06:00 | 2 | 49 | 6 | 2.16 | 0 | 27.17 | 28.93 | 6.99 | 21.94 | 9.59 | 1000 | 556.3 | 0 | 0 | 0.9126 | 0.2071
Kadmat | 2025-02-18 07:00 | 2 | 49 | 7 | 2.84 | 79.6 | 27.5 | 28.96 | 6.99 | 21.97 | 9.94 | 1000 | 638.3 | 0.0061 | 0.0694 | 0.9164 | 0.2147
Kadmat | 2025-02-18 08:00 | 2 | 49 | 8 | 2.89 | 329.5 | 27.71 | 29 | 6.99 | 22.01 | 10.67 | 1000 | 628.3 | 0.0071 | 0.2815 | 0.9209 | 0.2305
Kadmat | 2025-02-18 09:00 | 2 | 49 | 9 | 3.14 | 579.6 | 28.12 | 29.04 | 6.99 | 22.05 | 10.41 | 1000 | 674.1 | 0.014 | 0.4851 | 0.9257 | 0.2248
Kadmat | 2025-02-18 10:00 | 2 | 49 | 10 | 2.12 | 785 | 28.59 | 29.08 | 6.99 | 22.09 | 10.26 | 1000 | 678.1 | 0 | 0.6454 | 0.9304 | 0.2216
Kadmat | 2025-02-18 11:00 | 2 | 49 | 11 | 2.02 | 952.9 | 28.96 | 29.12 | 6.99 | 22.12 | 10.85 | 1000 | 712.9 | 0 | 0.7719 | 0.9349 | 0.2345
Kadmat | 2025-02-18 12:00 | 2 | 49 | 12 | 1.82 | 883.5 | 29.22 | 29.15 | 6.99 | 22.16 | 11.58 | 1000 | 706.7 | 0 | 0.719 | 0.9388 | 0.2501
Kadmat | 2025-02-18 13:00 | 2 | 49 | 13 | 2.34 | 1014.3 | 29.33 | 29.18 | 6.99 | 22.18 | 12.13 | 1000 | 684.2 | 0 | 0.8165 | 0.9418 | 0.2621
Kadmat | 2025-02-18 14:00 | 2 | 49 | 14 | 1.66 | 887 | 29.39 | 29.19 | 6.99 | 22.2 | 10.48 | 1000 | 691.4 | 0 | 0.7212 | 0.9438 | 0.2264
Kadmat | 2025-02-18 15:00 | 2 | 49 | 15 | 1.7 | 772.4 | 29.38 | 29.2 | 6.99 | 22.2 | 12.81 | 1000 | 672.3 | 0 | 0.6338 | 0.9445 | 0.2766
Kadmat | 2025-02-18 16:00 | 2 | 49 | 16 | 1.54 | 556 | 29.38 | 29.19 | 6.99 | 22.2 | 12.41 | 1000 | 720.4 | 0 | 0.4641 | 0.9441 | 0.268
Kadmat | 2025-02-18 17:00 | 2 | 49 | 17 | 1.36 | 285.8 | 29.12 | 29.18 | 6.99 | 22.19 | 12.38 | 1000 | 764.8 | 0 | 0.2438 | 0.9424 | 0.2673
Kadmat | 2025-02-18 18:00 | 2 | 49 | 18 | 1.65 | 24.2 | 28.69 | 29.16 | 6.99 | 22.16 | 12.08 | 1000 | 844.3 | 0 | 0.0211 | 0.9397 | 0.2609
Kadmat | 2025-02-18 19:00 | 2 | 49 | 19 | 1.03 | 0 | 28.26 | 29.13 | 6.99 | 22.13 | 12.56 | 1000 | 889.6 | 0 | 0 | 0.9361 | 0.2714
Kadmat | 2025-02-18 20:00 | 2 | 49 | 20 | 1.24 | 0 | 28.27 | 29.09 | 6.99 | 22.1 | 10.38 | 1000 | 866.8 | 0 | 0 | 0.9319 | 0.2242
Kadmat | 2025-02-18 21:00 | 2 | 49 | 21 | 1.39 | 0 | 27.71 | 29.06 | 6.99 | 22.06 | 9.75 | 1000 | 775.5 | 0 | 0 | 0.9274 | 0.2107
Kadmat | 2025-02-18 22:00 | 2 | 49 | 22 | 1.71 | 0 | 27.15 | 29.02 | 6.99 | 22.02 | 9.89 | 1000 | 674.6 | 0 | 0 | 0.9229 | 0.2137
Kadmat | 2025-02-18 23:00 | 2 | 49 | 23 | 2.08 | 0 | 26.68 | 28.98 | 6.99 | 21.99 | 11.03 | 1000 | 565.7 | 0 | 0 | 0.9187 | 0.2383
Kadmat | 2025-02-19 00:00 | 2 | 50 | 0 | 3.08 | 0 | 26.49 | 28.95 | 6.99 | 21.96 | 10.01 | 1000 | 480.1 | 0.0118 | 0 | 0.9151 | 0.2161
Kadmat | 2025-02-19 01:00 | 2 | 50 | 1 | 2.78 | 0 | 26.23 | 28.93 | 6.99 | 21.94 | 9.01 | 1000 | 463.6 | 0.0051 | 0 | 0.9124 | 0.1947
Kadmat | 2025-02-19 02:00 | 2 | 50 | 2 | 3.98 | 0 | 26.28 | 28.92 | 6.99 | 21.92 | 8.78 | 1000 | 447.9 | 0.0497 | 0 | 0.9108 | 0.1897
Kadmat | 2025-02-19 03:00 | 2 | 50 | 3 | 3.56 | 0 | 26.06 | 28.91 | 6.99 | 21.92 | 8.86 | 1000 | 458.2 | 0.0297 | 0 | 0.9103 | 0.1914
Kadmat | 2025-02-19 04:00 | 2 | 50 | 4 | 4.2 | 0 | 26.26 | 28.92 | 6.99 | 21.93 | 8.89 | 1000 | 450.3 | 0.0628 | 0 | 0.9111 | 0.1921
Kadmat | 2025-02-19 05:00 | 2 | 50 | 5 | 4.07 | 0 | 26.34 | 28.93 | 6.99 | 21.94 | 10.1 | 1000 | 478.9 | 0.0548 | 0 | 0.913 | 0.2181
Kadmat | 2025-02-19 06:00 | 2 | 50 | 6 | 4.06 | 0 | 26.5 | 28.96 | 6.99 | 21.97 | 10.7 | 1000 | 537.1 | 0.0542 | 0 | 0.916 | 0.2311
Kadmat | 2025-02-19 07:00 | 2 | 50 | 7 | 2.98 | 69.4 | 26.9 | 28.99 | 6.99 | 22 | 10.45 | 1000 | 591.6 | 0.0087 | 0.0606 | 0.9198 | 0.2257
Kadmat | 2025-02-19 08:00 | 2 | 50 | 8 | 3.12 | 264.6 | 27.33 | 29.03 | 6.99 | 22.04 | 10.94 | 1000 | 640.9 | 0.0132 | 0.2275 | 0.9243 | 0.2363
Kadmat | 2025-02-19 09:00 | 2 | 50 | 9 | 4.17 | 515 | 27.76 | 29.07 | 6.99 | 22.08 | 9.87 | 1000 | 655.8 | 0.061 | 0.4337 | 0.9291 | 0.2131
Kadmat | 2025-02-19 10:00 | 2 | 50 | 10 | 4.35 | 715.4 | 28.23 | 29.11 | 6.99 | 22.12 | 9.74 | 1000 | 686.1 | 0.0721 | 0.5922 | 0.9339 | 0.2103
Kadmat | 2025-02-19 11:00 | 2 | 50 | 11 | 5.35 | 843 | 28.54 | 29.15 | 6.99 | 22.15 | 8.26 | 1000 | 704.7 | 0.1463 | 0.69 | 0.9384 | 0.1785
Kadmat | 2025-02-19 12:00 | 2 | 50 | 12 | 5.65 | 915.8 | 28.79 | 29.18 | 6.99 | 22.19 | 7.81 | 1000 | 703.9 | 0.1727 | 0.7445 | 0.9423 | 0.1688
Kadmat | 2025-02-19 13:00 | 2 | 50 | 13 | 7.08 | 1005.6 | 28.8 | 29.2 | 6.99 | 22.21 | 8.38 | 1000 | 728.8 | 0.341 | 0.8116 | 0.9453 | 0.181
Kadmat | 2025-02-19 14:00 | 2 | 50 | 14 | 6.06 | 931.4 | 29 | 29.22 | 6.99 | 22.23 | 7.98 | 1000 | 697.3 | 0.214 | 0.7557 | 0.9473 | 0.1723
Kadmat | 2025-02-19 15:00 | 2 | 50 | 15 | 5.47 | 740.1 | 28.83 | 29.23 | 6.99 | 22.23 | 8.94 | 1000 | 693.3 | 0.1559 | 0.6101 | 0.948 | 0.193
Kadmat | 2025-02-19 16:00 | 2 | 50 | 16 | 4.71 | 558 | 28.7 | 29.22 | 6.99 | 22.23 | 8.99 | 1000 | 736.4 | 0.0964 | 0.4668 | 0.9475 | 0.1942
Kadmat | 2025-02-19 17:00 | 2 | 50 | 17 | 3.34 | 259.4 | 28.36 | 29.21 | 6.99 | 22.22 | 8.71 | 1000 | 796.2 | 0.0214 | 0.2223 | 0.9459 | 0.1882
Kadmat | 2025-02-19 18:00 | 2 | 50 | 18 | 2.6 | 21.9 | 28.05 | 29.18 | 6.99 | 22.19 | 8.15 | 1000 | 860 | 0.0017 | 0.0191 | 0.9432 | 0.1759
Kadmat | 2025-02-19 19:00 | 2 | 50 | 19 | 1.67 | 0 | 27.76 | 29.15 | 6.99 | 22.16 | 9.03 | 1000 | 870.9 | 0 | 0 | 0.9396 | 0.195
Kadmat | 2025-02-19 20:00 | 2 | 50 | 20 | 1.39 | 0 | 27.34 | 29.12 | 6.99 | 22.13 | 8.95 | 1000 | 801.4 | 0 | 0 | 0.9353 | 0.1933
Kadmat | 2025-02-19 21:00 | 2 | 50 | 21 | 1.03 | 0 | 27.03 | 29.08 | 6.99 | 22.09 | 9.11 | 1000 | 780.1 | 0 | 0 | 0.9308 | 0.1969
Kadmat | 2025-02-19 22:00 | 2 | 50 | 22 | 1.37 | 0 | 26.77 | 29.04 | 6.99 | 22.05 | 9.62 | 1000 | 684.3 | 0 | 0 | 0.9263 | 0.2078
Kadmat | 2025-02-19 23:00 | 2 | 50 | 23 | 1.79 | 0 | 26.49 | 29.01 | 6.99 | 22.02 | 10 | 1000 | 537.7 | 0 | 0 | 0.9221 | 0.2159
Kadmat | 2025-02-20 00:00 | 2 | 51 | 0 | 2.03 | 0 | 26.09 | 28.98 | 6.99 | 21.99 | 9.1 | 1000 | 494.9 | 0 | 0 | 0.9186 | 0.1965
Kadmat | 2025-02-20 01:00 | 2 | 51 | 1 | 1.21 | 0 | 25.81 | 28.96 | 6.99 | 21.97 | 9.62 | 1000 | 451.5 | 0 | 0 | 0.9159 | 0.2077
Kadmat | 2025-02-20 02:00 | 2 | 51 | 2 | 1.41 | 0 | 25.91 | 28.94 | 6.99 | 21.95 | 10.02 | 1000 | 421.1 | 0 | 0 | 0.9142 | 0.2165
Kadmat | 2025-02-20 03:00 | 2 | 51 | 3 | 1.56 | 0 | 25.85 | 28.94 | 6.99 | 21.95 | 10.79 | 1000 | 423.6 | 0 | 0 | 0.9138 | 0.2331
Kadmat | 2025-02-20 04:00 | 2 | 51 | 4 | 0.73 | 0 | 25.75 | 28.95 | 6.99 | 21.95 | 10.29 | 1000 | 447.6 | 0 | 0 | 0.9145 | 0.2223
Kadmat | 2025-02-20 05:00 | 2 | 51 | 5 | 0.76 | 0 | 26.2 | 28.96 | 6.99 | 21.97 | 9.16 | 1000 | 512.4 | 0 | 0 | 0.9164 | 0.1978
Kadmat | 2025-02-20 06:00 | 2 | 51 | 6 | 0.96 | 0 | 26.55 | 28.99 | 6.99 | 22 | 10.08 | 1000 | 550.4 | 0 | 0 | 0.9194 | 0.2178
Kadmat | 2025-02-20 07:00 | 2 | 51 | 7 | 1.1 | 83.2 | 27.11 | 29.02 | 6.99 | 22.03 | 9.25 | 1000 | 587 | 0 | 0.0726 | 0.9233 | 0.1999
Kadmat | 2025-02-20 08:00 | 2 | 51 | 8 | 2.03 | 335.9 | 27.34 | 29.06 | 6.99 | 22.06 | 9.04 | 1000 | 634.2 | 0 | 0.2872 | 0.9278 | 0.1953
Kadmat | 2025-02-20 09:00 | 2 | 51 | 9 | 1.6 | 579.8 | 27.7 | 29.1 | 6.99 | 22.1 | 8.53 | 1000 | 639.6 | 0 | 0.486 | 0.9326 | 0.1843
Kadmat | 2025-02-20 10:00 | 2 | 51 | 10 | 1.84 | 773.1 | 27.99 | 29.14 | 6.99 | 22.14 | 9.92 | 1000 | 684 | 0 | 0.6376 | 0.9374 | 0.2142
Kadmat | 2025-02-20 11:00 | 2 | 51 | 11 | 1.54 | 943.5 | 28.43 | 29.17 | 6.99 | 22.18 | 9.11 | 1000 | 659.5 | 0 | 0.7665 | 0.9419 | 0.1967
Kadmat | 2025-02-20 12:00 | 2 | 51 | 12 | 0.9 | 909.3 | 28.67 | 29.21 | 6.99 | 22.21 | 8.34 | 1000 | 711 | 0 | 0.74 | 0.9458 | 0.1801
Kadmat | 2025-02-20 13:00 | 2 | 51 | 13 | 0.87 | 904.2 | 28.99 | 29.23 | 6.99 | 22.24 | 9.02 | 1000 | 696.1 | 0 | 0.7353 | 0.9488 | 0.1948
Kadmat | 2025-02-20 14:00 | 2 | 51 | 14 | 1.18 | 928.7 | 28.97 | 29.25 | 6.99 | 22.26 | 9.53 | 1000 | 668.3 | 0 | 0.7538 | 0.9507 | 0.2059
Kadmat | 2025-02-20 15:00 | 2 | 51 | 15 | 1.08 | 674.1 | 28.75 | 29.25 | 6.99 | 22.26 | 9.79 | 1000 | 666.5 | 0 | 0.5587 | 0.9515 | 0.2115
Kadmat | 2025-02-20 16:00 | 2 | 51 | 16 | 0.89 | 531.6 | 28.61 | 29.25 | 6.99 | 22.26 | 9.91 | 1000 | 734 | 0 | 0.4458 | 0.951 | 0.214
Kadmat | 2025-02-20 17:00 | 2 | 51 | 17 | 1.47 | 298.4 | 28.51 | 29.23 | 6.99 | 22.24 | 9.11 | 1000 | 759.5 | 0 | 0.2549 | 0.9494 | 0.1967
Kadmat | 2025-02-20 18:00 | 2 | 51 | 18 | 1.35 | 25.9 | 28.13 | 29.21 | 6.99 | 22.22 | 8.3 | 1000 | 848.9 | 0 | 0.0226 | 0.9466 | 0.1792
Kadmat | 2025-02-20 19:00 | 2 | 51 | 19 | 1.81 | 0 | 27.79 | 29.18 | 6.99 | 22.19 | 8.38 | 1000 | 931.3 | 0 | 0 | 0.943 | 0.1811
Kadmat | 2025-02-20 20:00 | 2 | 51 | 20 | 1.12 | 0 | 27.15 | 29.15 | 6.99 | 22.16 | 8.12 | 1000 | 887.7 | 0 | 0 | 0.9388 | 0.1755
Kadmat | 2025-02-20 21:00 | 2 | 51 | 21 | 1.71 | 0 | 26.57 | 29.11 | 6.99 | 22.12 | 7.2 | 1000 | 786.4 | 0 | 0 | 0.9343 | 0.1555
Kadmat | 2025-02-20 22:00 | 2 | 51 | 22 | 1.53 | 0 | 26.01 | 29.07 | 6.99 | 22.08 | 6.38 | 1000 | 685.6 | 0 | 0 | 0.9298 | 0.1379
Kadmat | 2025-02-20 23:00 | 2 | 51 | 23 | 0.77 | 0 | 25.66 | 29.04 | 6.99 | 22.05 | 6.2 | 1000 | 586.4 | 0 | 0 | 0.9256 | 0.1339
Kadmat | 2025-02-21 00:00 | 2 | 52 | 0 | 0.52 | 0 | 25.48 | 29.01 | 6.99 | 22.02 | 6.74 | 1000 | 499.4 | 0 | 0 | 0.922 | 0.1457
Kadmat | 2025-02-21 01:00 | 2 | 52 | 1 | 0.82 | 0 | 25.35 | 28.98 | 6.99 | 21.99 | 6.62 | 1000 | 462.2 | 0 | 0 | 0.9193 | 0.1429
Kadmat | 2025-02-21 02:00 | 2 | 52 | 2 | 0.71 | 0 | 25.31 | 28.97 | 6.99 | 21.98 | 7.28 | 1000 | 443.5 | 0 | 0 | 0.9177 | 0.1572
Kadmat | 2025-02-21 03:00 | 2 | 52 | 3 | 0.72 | 0 | 25.69 | 28.97 | 6.99 | 21.98 | 7.59 | 1000 | 436.2 | 0 | 0 | 0.9172 | 0.1639
Kadmat | 2025-02-21 04:00 | 2 | 52 | 4 | 0.94 | 0 | 25.89 | 28.97 | 6.99 | 21.98 | 6.83 | 1000 | 451.8 | 0 | 0 | 0.9179 | 0.1475
Kadmat | 2025-02-21 05:00 | 2 | 52 | 5 | 1.06 | 0 | 26.18 | 28.99 | 6.99 | 22 | 6.31 | 1000 | 488.6 | 0 | 0 | 0.9199 | 0.1364
Kadmat | 2025-02-21 06:00 | 2 | 52 | 6 | 1.61 | 0 | 26.49 | 29.01 | 6.99 | 22.02 | 6.12 | 1000 | 565.7 | 0 | 0 | 0.9229 | 0.1322
Kadmat | 2025-02-21 07:00 | 2 | 52 | 7 | 2.69 | 82.3 | 26.76 | 29.05 | 6.99 | 22.06 | 5.88 | 1000 | 617.5 | 0.0035 | 0.0719 | 0.9267 | 0.127
Kadmat | 2025-02-21 08:00 | 2 | 52 | 8 | 2.4 | 281.2 | 27.11 | 29.08 | 6.99 | 22.09 | 5.51 | 1000 | 635.9 | 0 | 0.2417 | 0.9312 | 0.1189
Kadmat | 2025-02-21 09:00 | 2 | 52 | 9 | 2.33 | 503.8 | 27.65 | 29.12 | 6.99 | 22.13 | 5.38 | 1000 | 683 | 0 | 0.4249 | 0.936 | 0.1163
Kadmat | 2025-02-21 10:00 | 2 | 52 | 10 | 1.98 | 672.4 | 28.08 | 29.16 | 6.99 | 22.17 | 4.73 | 1000 | 679.4 | 0 | 0.5588 | 0.9408 | 0.1022
Kadmat | 2025-02-21 11:00 | 2 | 52 | 11 | 1.62 | 845.5 | 28.69 | 29.2 | 6.99 | 22.21 | 5.41 | 1000 | 672.5 | 0 | 0.6915 | 0.9453 | 0.1169
Kadmat | 2025-02-21 12:00 | 2 | 52 | 12 | 0.83 | 913.6 | 28.87 | 29.23 | 6.99 | 22.24 | 5.23 | 1000 | 707.9 | 0 | 0.7427 | 0.9492 | 0.113
Kadmat | 2025-02-21 13:00 | 2 | 52 | 13 | 0.59 | 849.7 | 28.78 | 29.26 | 6.99 | 22.27 | 5.04 | 1000 | 715.9 | 0 | 0.6945 | 0.9523 | 0.1088
Kadmat | 2025-02-21 14:00 | 2 | 52 | 14 | 0.77 | 752.8 | 28.59 | 29.27 | 6.99 | 22.28 | 4.29 | 1000 | 698.9 | 0 | 0.6205 | 0.9542 | 0.0928
Kadmat | 2025-02-21 15:00 | 2 | 52 | 15 | 0.85 | 636.2 | 28.68 | 29.28 | 6.99 | 22.29 | 4.46 | 1000 | 709.9 | 0 | 0.529 | 0.955 | 0.0963
Kadmat | 2025-02-21 16:00 | 2 | 52 | 16 | 0.73 | 443.5 | 28.6 | 29.28 | 6.99 | 22.29 | 4.67 | 1000 | 700.4 | 0 | 0.3745 | 0.9545 | 0.1009
Kadmat | 2025-02-21 17:00 | 2 | 52 | 17 | 1.58 | 247.5 | 28.35 | 29.26 | 6.99 | 22.27 | 4.4 | 1000 | 759.3 | 0 | 0.2123 | 0.9528 | 0.0951
Kadmat | 2025-02-21 18:00 | 2 | 52 | 18 | 1.61 | 20.6 | 28.17 | 29.24 | 6.99 | 22.25 | 4.09 | 1000 | 854.1 | 0 | 0.018 | 0.9501 | 0.0884
Kadmat | 2025-02-21 19:00 | 2 | 52 | 19 | 2 | 0 | 27.57 | 29.21 | 6.99 | 22.22 | 3.93 | 1000 | 873.7 | 0 | 0 | 0.9465 | 0.0848
Kadmat | 2025-02-21 20:00 | 2 | 52 | 20 | 2.33 | 0 | 27.28 | 29.17 | 6.99 | 22.19 | 3.63 | 1000 | 849.1 | 0 | 0 | 0.9423 | 0.0785
Kadmat | 2025-02-21 21:00 | 2 | 52 | 21 | 2.26 | 0 | 26.96 | 29.14 | 6.99 | 22.15 | 3.7 | 1000 | 807.6 | 0 | 0 | 0.9378 | 0.0799
Kadmat | 2025-02-21 22:00 | 2 | 52 | 22 | 1.73 | 0 | 26.48 | 29.1 | 6.99 | 22.11 | 3.25 | 1000 | 709.3 | 0 | 0 | 0.9332 | 0.0701
Kadmat | 2025-02-21 23:00 | 2 | 52 | 23 | 1.84 | 0 | 26.4 | 29.06 | 6.99 | 22.08 | 3.2 | 1000 | 564.4 | 0 | 0 | 0.929 | 0.0691
Kadmat | 2025-02-22 00:00 | 2 | 53 | 0 | 1.98 | 0 | 25.8 | 29.03 | 6.99 | 22.05 | 2.68 | 1000 | 475.8 | 0 | 0 | 0.9255 | 0.0578
Kadmat | 2025-02-22 01:00 | 2 | 53 | 1 | 1.39 | 0 | 25.67 | 29.01 | 6.99 | 22.02 | 3.03 | 1000 | 456.8 | 0 | 0 | 0.9227 | 0.0655
Kadmat | 2025-02-22 02:00 | 2 | 53 | 2 | 1.37 | 0 | 25.53 | 29 | 6.99 | 22.01 | 2.77 | 1000 | 408.1 | 0 | 0 | 0.9211 | 0.0597
Kadmat | 2025-02-22 03:00 | 2 | 53 | 3 | 1.63 | 0 | 25.46 | 28.99 | 6.99 | 22.01 | 3.17 | 1000 | 440.2 | 0 | 0 | 0.9206 | 0.0685
Kadmat | 2025-02-22 04:00 | 2 | 53 | 4 | 1.74 | 0 | 25.53 | 29 | 6.99 | 22.01 | 3.32 | 1000 | 427.1 | 0 | 0 | 0.9214 | 0.0716
Kadmat | 2025-02-22 05:00 | 2 | 53 | 5 | 1.56 | 0 | 25.7 | 29.02 | 6.99 | 22.03 | 3.09 | 1000 | 496.3 | 0 | 0 | 0.9233 | 0.0667
Kadmat | 2025-02-22 06:00 | 2 | 53 | 6 | 1.45 | 0 | 26 | 29.04 | 6.99 | 22.05 | 3.03 | 1000 | 534.1 | 0 | 0 | 0.9263 | 0.0654
Kadmat | 2025-02-22 07:00 | 2 | 53 | 7 | 1.67 | 79 | 26.46 | 29.07 | 6.99 | 22.09 | 3.33 | 1000 | 584.8 | 0 | 0.0691 | 0.9302 | 0.0719
Kadmat | 2025-02-22 08:00 | 2 | 53 | 8 | 1.99 | 333.8 | 27.1 | 29.11 | 6.99 | 22.12 | 2.73 | 1000 | 644.6 | 0 | 0.2857 | 0.9347 | 0.0591
Kadmat | 2025-02-22 09:00 | 2 | 53 | 9 | 2.97 | 591.7 | 27.92 | 29.15 | 6.99 | 22.16 | 2.57 | 1000 | 656.7 | 0.0085 | 0.4951 | 0.9395 | 0.0554
Kadmat | 2025-02-22 10:00 | 2 | 53 | 10 | 2.51 | 732 | 28.34 | 29.19 | 6.99 | 22.2 | 2.51 | 1000 | 685.8 | 0.0001 | 0.6049 | 0.9443 | 0.0542
Kadmat | 2025-02-22 11:00 | 2 | 53 | 11 | 3.24 | 864.2 | 28.67 | 29.23 | 6.99 | 22.24 | 2.36 | 1000 | 694.3 | 0.0176 | 0.7058 | 0.9488 | 0.051
Kadmat | 2025-02-22 12:00 | 2 | 53 | 12 | 2.15 | 1034.4 | 28.97 | 29.26 | 6.99 | 22.27 | 2.45 | 1000 | 712.7 | 0 | 0.8325 | 0.9527 | 0.0528
Kadmat | 2025-02-22 13:00 | 2 | 53 | 13 | 1.19 | 1012.2 | 29.3 | 29.28 | 6.99 | 22.3 | 2.28 | 1000 | 665.7 | 0 | 0.815 | 0.9558 | 0.0493
Kadmat | 2025-02-22 14:00 | 2 | 53 | 14 | 2.02 | 938.9 | 29.58 | 29.3 | 6.99 | 22.31 | 2.49 | 1000 | 665.8 | 0 | 0.7596 | 0.9577 | 0.0538
Kadmat | 2025-02-22 15:00 | 2 | 53 | 15 | 1.91 | 721.4 | 29.4 | 29.31 | 6.99 | 22.32 | 2.33 | 1000 | 685 | 0 | 0.5943 | 0.9585 | 0.0502
Kadmat | 2025-02-22 16:00 | 2 | 53 | 16 | 2.32 | 520.7 | 29.24 | 29.3 | 6.99 | 22.32 | 2.13 | 1000 | 721.1 | 0 | 0.436 | 0.958 | 0.0461
Kadmat | 2025-02-22 17:00 | 2 | 53 | 17 | 2.49 | 290.5 | 29.17 | 29.29 | 6.99 | 22.3 | 2.46 | 1000 | 777.6 | 0 | 0.2476 | 0.9563 | 0.0532
Kadmat | 2025-02-22 18:00 | 2 | 53 | 18 | 2.08 | 25.4 | 28.87 | 29.27 | 6.99 | 22.28 | 2.31 | 1000 | 857.7 | 0 | 0.0221 | 0.9536 | 0.05
Kadmat | 2025-02-22 19:00 | 2 | 53 | 19 | 2.74 | 0 | 28.36 | 29.24 | 6.99 | 22.25 | 2.3 | 1000 | 888.8 | 0.0042 | 0 | 0.95 | 0.0497
Kadmat | 2025-02-22 20:00 | 2 | 53 | 20 | 2.71 | 0 | 27.95 | 29.2 | 6.99 | 22.21 | 2.18 | 1000 | 849.1 | 0.0039 | 0 | 0.9458 | 0.0471
Kadmat | 2025-02-22 21:00 | 2 | 53 | 21 | 2.54 | 0 | 27.46 | 29.16 | 6.99 | 22.18 | 2.05 | 1000 | 786.4 | 0.0007 | 0 | 0.9412 | 0.0443
Kadmat | 2025-02-22 22:00 | 2 | 53 | 22 | 2.78 | 0 | 27.1 | 29.13 | 6.99 | 22.14 | 1.82 | 1000 | 713.2 | 0.0051 | 0 | 0.9367 | 0.0393
Kadmat | 2025-02-22 23:00 | 2 | 53 | 23 | 2.6 | 0 | 26.66 | 29.09 | 6.99 | 22.1 | 1.67 | 1000 | 587.7 | 0.0017 | 0 | 0.9325 | 0.0361
Kadmat | 2025-02-23 00:00 | 2 | 54 | 0 | 2.14 | 0 | 26.33 | 29.06 | 6.99 | 22.07 | 1.66 | 1000 | 467.1 | 0 | 0 | 0.9289 | 0.036
Kadmat | 2025-02-23 01:00 | 2 | 54 | 1 | 2.05 | 0 | 26.29 | 29.04 | 6.99 | 22.05 | 1.88 | 1000 | 458.6 | 0 | 0 | 0.9262 | 0.0407
Kadmat | 2025-02-23 02:00 | 2 | 54 | 2 | 2.06 | 0 | 26.15 | 29.02 | 6.99 | 22.04 | 1.96 | 1000 | 457.2 | 0 | 0 | 0.9245 | 0.0424
Kadmat | 2025-02-23 03:00 | 2 | 54 | 3 | 2.26 | 0 | 26.37 | 29.02 | 6.99 | 22.03 | 2.16 | 1000 | 430.5 | 0 | 0 | 0.9241 | 0.0467
Kadmat | 2025-02-23 04:00 | 2 | 54 | 4 | 2.16 | 0 | 26.63 | 29.03 | 6.99 | 22.04 | 2.34 | 1000 | 459.2 | 0 | 0 | 0.9248 | 0.0506
Kadmat | 2025-02-23 05:00 | 2 | 54 | 5 | 1.41 | 0 | 26.65 | 29.04 | 6.99 | 22.06 | 2.21 | 1000 | 493.2 | 0 | 0 | 0.9268 | 0.0478
Kadmat | 2025-02-23 06:00 | 2 | 54 | 6 | 1.1 | 0 | 26.94 | 29.07 | 6.99 | 22.08 | 2.13 | 1000 | 525.8 | 0 | 0 | 0.9298 | 0.0461
Kadmat | 2025-02-23 07:00 | 2 | 54 | 7 | 1 | 73.1 | 27.35 | 29.1 | 6.99 | 22.11 | 1.98 | 1000 | 578.1 | 0 | 0.0637 | 0.9336 | 0.0428
Kadmat | 2025-02-23 08:00 | 2 | 54 | 8 | 2.13 | 366.4 | 27.85 | 29.14 | 6.99 | 22.15 | 2.16 | 1000 | 618.2 | 0 | 0.3121 | 0.9381 | 0.0467
Kadmat | 2025-02-23 09:00 | 2 | 54 | 9 | 2.68 | 550.5 | 28.43 | 29.18 | 6.99 | 22.19 | 2.63 | 1000 | 665.7 | 0.0032 | 0.4612 | 0.943 | 0.0568
Kadmat | 2025-02-23 10:00 | 2 | 54 | 10 | 2.03 | 730 | 28.97 | 29.22 | 6.99 | 22.23 | 2.75 | 1000 | 666.9 | 0 | 0.6019 | 0.9478 | 0.0594
Kadmat | 2025-02-23 11:00 | 2 | 54 | 11 | 1.44 | 847.1 | 29.17 | 29.25 | 6.99 | 22.27 | 2.9 | 1000 | 705 | 0 | 0.6915 | 0.9523 | 0.0627
Kadmat | 2025-02-23 12:00 | 2 | 54 | 12 | 1.08 | 933.1 | 29.32 | 29.29 | 6.99 | 22.3 | 3.02 | 1000 | 670.7 | 0 | 0.756 | 0.9562 | 0.0653
Kadmat | 2025-02-23 13:00 | 2 | 54 | 13 | 0.79 | 987.9 | 29.51 | 29.31 | 6.99 | 22.33 | 3.25 | 1000 | 678.4 | 0 | 0.7964 | 0.9592 | 0.0701
Kadmat | 2025-02-23 14:00 | 2 | 54 | 14 | 0.42 | 842.8 | 29.46 | 29.33 | 6.99 | 22.34 | 3.43 | 1000 | 663.7 | 0 | 0.6875 | 0.9612 | 0.0741
Kadmat | 2025-02-23 15:00 | 2 | 54 | 15 | 0.21 | 768.3 | 29.5 | 29.33 | 6.99 | 22.35 | 2.97 | 1000 | 647.6 | 0 | 0.6303 | 0.962 | 0.0642
Kadmat | 2025-02-23 16:00 | 2 | 54 | 16 | 0.25 | 493.1 | 29.37 | 29.33 | 6.99 | 22.34 | 2.47 | 1000 | 700.8 | 0 | 0.4136 | 0.9615 | 0.0534
Kadmat | 2025-02-23 17:00 | 2 | 54 | 17 | 0.42 | 292.9 | 29.1 | 29.32 | 6.99 | 22.33 | 2.51 | 1000 | 786.8 | 0 | 0.2498 | 0.9598 | 0.0542
Kadmat | 2025-02-23 18:00 | 2 | 54 | 18 | 0.7 | 27.7 | 28.86 | 29.29 | 6.99 | 22.31 | 2.56 | 1000 | 886.1 | 0 | 0.0241 | 0.9571 | 0.0554
Kadmat | 2025-02-23 19:00 | 2 | 54 | 19 | 0.81 | 0 | 28.48 | 29.26 | 6.99 | 22.28 | 2.49 | 1000 | 887.8 | 0 | 0 | 0.9535 | 0.0538
Kadmat | 2025-02-23 20:00 | 2 | 54 | 20 | 0.61 | 0 | 27.91 | 29.23 | 6.99 | 22.24 | 2.76 | 1000 | 852.9 | 0 | 0 | 0.9492 | 0.0597
Kadmat | 2025-02-23 21:00 | 2 | 54 | 21 | 0.36 | 0 | 27.46 | 29.19 | 6.98 | 22.21 | 2.76 | 1000 | 772.6 | 0 | 0 | 0.9447 | 0.0595
Kadmat | 2025-02-23 22:00 | 2 | 54 | 22 | 0.41 | 0 | 27.01 | 29.15 | 6.98 | 22.17 | 2.69 | 1000 | 685.3 | 0 | 0 | 0.9402 | 0.058
Kadmat | 2025-02-23 23:00 | 2 | 54 | 23 | 0.91 | 0 | 26.57 | 29.12 | 6.98 | 22.13 | 2.83 | 1000 | 574.1 | 0 | 0 | 0.936 | 0.0612
Kadmat | 2025-02-24 00:00 | 2 | 55 | 0 | 0.71 | 0 | 26.34 | 29.09 | 6.98 | 22.1 | 3.07 | 1000 | 472.3 | 0 | 0 | 0.9324 | 0.0664
Kadmat | 2025-02-24 01:00 | 2 | 55 | 1 | 1.43 | 0 | 26.43 | 29.07 | 6.98 | 22.08 | 3.12 | 1000 | 475.5 | 0 | 0 | 0.9297 | 0.0675
Kadmat | 2025-02-24 02:00 | 2 | 55 | 2 | 1.58 | 0 | 26.14 | 29.05 | 6.98 | 22.07 | 3.01 | 1000 | 419.5 | 0 | 0 | 0.928 | 0.065
Kadmat | 2025-02-24 03:00 | 2 | 55 | 3 | 0.96 | 0 | 26.1 | 29.05 | 6.98 | 22.06 | 3.15 | 1000 | 443.3 | 0 | 0 | 0.9275 | 0.068
Kadmat | 2025-02-24 04:00 | 2 | 55 | 4 | 1.12 | 0 | 26.3 | 29.05 | 6.98 | 22.07 | 3.25 | 1000 | 460.4 | 0 | 0 | 0.9283 | 0.0701
Kadmat | 2025-02-24 05:00 | 2 | 55 | 5 | 1.43 | 0 | 26.37 | 29.07 | 6.98 | 22.09 | 3.1 | 1000 | 477.7 | 0 | 0 | 0.9302 | 0.067
Kadmat | 2025-02-24 06:00 | 2 | 55 | 6 | 1.52 | 0 | 26.84 | 29.09 | 6.98 | 22.11 | 3.38 | 1000 | 551.7 | 0 | 0 | 0.9332 | 0.073
Kadmat | 2025-02-24 07:00 | 2 | 55 | 7 | 1.84 | 84.5 | 27.15 | 29.13 | 6.98 | 22.14 | 3.23 | 1000 | 587.7 | 0 | 0.0737 | 0.9371 | 0.0697
Kadmat | 2025-02-24 08:00 | 2 | 55 | 8 | 1.49 | 370.7 | 27.47 | 29.16 | 6.98 | 22.18 | 2.92 | 1000 | 621.1 | 0 | 0.316 | 0.9416 | 0.0631
Kadmat | 2025-02-24 09:00 | 2 | 55 | 9 | 1.17 | 588.2 | 27.7 | 29.2 | 6.98 | 22.22 | 2.97 | 1000 | 652.5 | 0 | 0.4927 | 0.9464 | 0.0642
Kadmat | 2025-02-24 10:00 | 2 | 55 | 10 | 1.29 | 753.9 | 28.37 | 29.24 | 6.98 | 22.26 | 2.86 | 1000 | 709.5 | 0 | 0.6218 | 0.9513 | 0.0617
Kadmat | 2025-02-24 11:00 | 2 | 55 | 11 | 1.53 | 966.3 | 28.86 | 29.28 | 6.98 | 22.3 | 2.8 | 1000 | 711.5 | 0 | 0.7823 | 0.9558 | 0.0605
Kadmat | 2025-02-24 12:00 | 2 | 55 | 12 | 0.87 | 978.4 | 29.1 | 29.31 | 6.98 | 22.33 | 2.77 | 1000 | 675.2 | 0 | 0.7906 | 0.9597 | 0.0599
Kadmat | 2025-02-24 13:00 | 2 | 55 | 13 | 0.68 | 911.6 | 29.38 | 29.34 | 6.98 | 22.35 | 2.67 | 1000 | 671 | 0 | 0.7397 | 0.9627 | 0.0577
Kadmat | 2025-02-24 14:00 | 2 | 55 | 14 | 0.97 | 943.7 | 29.39 | 29.35 | 6.98 | 22.37 | 2.69 | 1000 | 699.2 | 0 | 0.7638 | 0.9647 | 0.0581
Kadmat | 2025-02-24 15:00 | 2 | 55 | 15 | 1.17 | 693.7 | 29.39 | 29.36 | 6.98 | 22.38 | 2.91 | 1000 | 693.3 | 0 | 0.5728 | 0.9655 | 0.0629
Kadmat | 2025-02-24 16:00 | 2 | 55 | 16 | 1.06 | 407.3 | 29.16 | 29.36 | 6.98 | 22.37 | 3.43 | 1000 | 724.9 | 0 | 0.3441 | 0.965 | 0.074
Kadmat | 2025-02-24 17:00 | 2 | 55 | 17 | 0.99 | 287.4 | 28.8 | 29.34 | 6.98 | 22.36 | 3.17 | 1000 | 779.5 | 0 | 0.2454 | 0.9633 | 0.0685
Kadmat | 2025-02-24 18:00 | 2 | 55 | 18 | 1.1 | 25 | 28.55 | 29.32 | 6.98 | 22.34 | 3.09 | 1000 | 840 | 0 | 0.0218 | 0.9606 | 0.0667
Kadmat | 2025-02-24 19:00 | 2 | 55 | 19 | 0.9 | 0 | 28.11 | 29.29 | 6.98 | 22.31 | 3.52 | 1000 | 892.1 | 0 | 0 | 0.957 | 0.076
Kadmat | 2025-02-24 20:00 | 2 | 55 | 20 | 0.71 | 0 | 27.59 | 29.26 | 6.98 | 22.27 | 3.42 | 1000 | 851 | 0 | 0 | 0.9527 | 0.0739
Kadmat | 2025-02-24 21:00 | 2 | 55 | 21 | 0.74 | 0 | 27.38 | 29.22 | 6.98 | 22.23 | 3.58 | 1000 | 741.4 | 0 | 0 | 0.9482 | 0.0772
Kadmat | 2025-02-24 22:00 | 2 | 55 | 22 | 0.98 | 0 | 26.93 | 29.18 | 6.98 | 22.2 | 3.88 | 1000 | 661.4 | 0 | 0 | 0.9436 | 0.0838
Kadmat | 2025-02-24 23:00 | 2 | 55 | 23 | 0.76 | 0 | 26.59 | 29.15 | 6.98 | 22.16 | 4.24 | 1000 | 552.3 | 0 | 0 | 0.9394 | 0.0917
Kadmat | 2025-02-25 00:00 | 2 | 56 | 0 | 1.08 | 0 | 26.42 | 29.12 | 6.98 | 22.13 | 3.58 | 1000 | 490 | 0 | 0 | 0.9358 | 0.0774
Kadmat | 2025-02-25 01:00 | 2 | 56 | 1 | 0.5 | 0 | 26.32 | 29.09 | 6.98 | 22.11 | 3.3 | 1000 | 458.2 | 0 | 0 | 0.9331 | 0.0713
Kadmat | 2025-02-25 02:00 | 2 | 56 | 2 | 0.46 | 0 | 25.9 | 29.08 | 6.98 | 22.1 | 3.02 | 1000 | 415.1 | 0 | 0 | 0.9315 | 0.0652
Kadmat | 2025-02-25 03:00 | 2 | 56 | 3 | 0.55 | 0 | 26.01 | 29.07 | 6.98 | 22.09 | 2.86 | 1000 | 422.6 | 0 | 0 | 0.931 | 0.0617
Kadmat | 2025-02-25 04:00 | 2 | 56 | 4 | 0.71 | 0 | 26.09 | 29.08 | 6.98 | 22.1 | 2.85 | 1000 | 445.6 | 0 | 0 | 0.9317 | 0.0616
Kadmat | 2025-02-25 05:00 | 2 | 56 | 5 | 0.79 | 0 | 26.44 | 29.1 | 6.98 | 22.11 | 2.81 | 1000 | 489.1 | 0 | 0 | 0.9337 | 0.0607
Kadmat | 2025-02-25 06:00 | 2 | 56 | 6 | 0.74 | 0 | 26.73 | 29.12 | 6.98 | 22.14 | 3.24 | 1000 | 560.8 | 0 | 0 | 0.9367 | 0.07
Kadmat | 2025-02-25 07:00 | 2 | 56 | 7 | 0.77 | 79.9 | 27.04 | 29.15 | 6.98 | 22.17 | 3.1 | 1000 | 611.2 | 0 | 0.0697 | 0.9406 | 0.0671
Kadmat | 2025-02-25 08:00 | 2 | 56 | 8 | 0.98 | 363.7 | 27.56 | 29.19 | 6.98 | 22.21 | 3.09 | 1000 | 638.8 | 0 | 0.3102 | 0.9451 | 0.0667
Kadmat | 2025-02-25 09:00 | 2 | 56 | 9 | 0.67 | 610.1 | 28.01 | 29.23 | 6.98 | 22.25 | 3.14 | 1000 | 660.6 | 0 | 0.5096 | 0.9499 | 0.0678
Kadmat | 2025-02-25 10:00 | 2 | 56 | 10 | 1.3 | 808 | 28.38 | 29.27 | 6.98 | 22.29 | 2.83 | 1000 | 695.1 | 0 | 0.6636 | 0.9548 | 0.0611
Kadmat | 2025-02-25 11:00 | 2 | 56 | 11 | 2.24 | 865.4 | 28.65 | 29.31 | 6.98 | 22.33 | 2.73 | 1000 | 741.4 | 0 | 0.7068 | 0.9593 | 0.059
Kadmat | 2025-02-25 12:00 | 2 | 56 | 12 | 2.69 | 886.3 | 28.83 | 29.34 | 6.98 | 22.36 | 2.6 | 1000 | 679 | 0.0034 | 0.7221 | 0.9632 | 0.0562
Kadmat | 2025-02-25 13:00 | 2 | 56 | 13 | 3.1 | 1033.2 | 29.2 | 29.37 | 6.98 | 22.38 | 2.68 | 1000 | 683.5 | 0.0127 | 0.8308 | 0.966 | 0.058
Kadmat | 2025-02-25 14:00 | 2 | 56 | 14 | 5.58 | 889.2 | 29.35 | 29.38 | 6.98 | 22.4 | 3.1 | 1000 | 680.8 | 0.166 | 0.7229 | 0.966 | 0.067
Kadmat | 2025-02-25 15:00 | 2 | 56 | 15 | 5.62 | 663.3 | 29.03 | 29.39 | 6.98 | 22.41 | 3.09 | 1000 | 641 | 0.1705 | 0.5497 | 0.966 | 0.0667
Kadmat | 2025-02-25 16:00 | 2 | 56 | 16 | 4.77 | 531.3 | 29.06 | 29.38 | 6.98 | 22.4 | 3.73 | 1000 | 723.9 | 0.1006 | 0.4448 | 0.966 | 0.0806
Kadmat | 2025-02-25 17:00 | 2 | 56 | 17 | 4.81 | 248.6 | 28.96 | 29.37 | 6.98 | 22.39 | 4.02 | 1000 | 763.5 | 0.1036 | 0.2127 | 0.966 | 0.0868
Kadmat | 2025-02-25 18:00 | 2 | 56 | 18 | 4 | 28.3 | 28.67 | 29.35 | 6.98 | 22.37 | 3.98 | 1000 | 864.9 | 0.0504 | 0.0247 | 0.9641 | 0.0859
Kadmat | 2025-02-25 19:00 | 2 | 56 | 19 | 4.4 | 0 | 28.28 | 29.32 | 6.98 | 22.34 | 4.14 | 1000 | 848.4 | 0.0747 | 0 | 0.9604 | 0.0895
Kadmat | 2025-02-25 20:00 | 2 | 56 | 20 | 4.12 | 0 | 27.85 | 29.28 | 6.98 | 22.3 | 3.9 | 1000 | 846.5 | 0.0577 | 0 | 0.9562 | 0.0842
Kadmat | 2025-02-25 21:00 | 2 | 56 | 21 | 4.5 | 0 | 27.21 | 29.24 | 6.98 | 22.26 | 3.9 | 1000 | 787.1 | 0.0811 | 0 | 0.9517 | 0.0843
Kadmat | 2025-02-25 22:00 | 2 | 56 | 22 | 4.94 | 0 | 26.76 | 29.21 | 6.98 | 22.23 | 4.22 | 1000 | 701.7 | 0.1128 | 0 | 0.9471 | 0.091
Kadmat | 2025-02-25 23:00 | 2 | 56 | 23 | 6.05 | 0 | 26.38 | 29.17 | 6.98 | 22.19 | 4.57 | 1000 | 576.1 | 0.2127 | 0 | 0.9429 | 0.0987
Kadmat | 2025-02-26 00:00 | 2 | 57 | 0 | 5.79 | 0 | 26.16 | 29.14 | 6.98 | 22.16 | 4.15 | 1000 | 466.9 | 0.1863 | 0 | 0.9393 | 0.0896
Kadmat | 2025-02-26 01:00 | 2 | 57 | 1 | 5.91 | 0 | 25.96 | 29.12 | 6.98 | 22.14 | 4.4 | 1000 | 469.7 | 0.1979 | 0 | 0.9366 | 0.095
Kadmat | 2025-02-26 02:00 | 2 | 57 | 2 | 6.32 | 0 | 25.98 | 29.11 | 6.98 | 22.12 | 3.7 | 1000 | 465.5 | 0.2437 | 0 | 0.9349 | 0.08
Kadmat | 2025-02-26 03:00 | 2 | 57 | 3 | 5.91 | 0 | 26.29 | 29.1 | 6.98 | 22.12 | 3.49 | 1000 | 432.8 | 0.1982 | 0 | 0.9344 | 0.0754
Kadmat | 2025-02-26 04:00 | 2 | 57 | 4 | 6.06 | 0 | 26.4 | 29.11 | 6.98 | 22.13 | 3.76 | 1000 | 423.8 | 0.2136 | 0 | 0.9352 | 0.0811
Kadmat | 2025-02-26 05:00 | 2 | 57 | 5 | 5.05 | 0 | 26.54 | 29.12 | 6.98 | 22.14 | 3.42 | 1000 | 481 | 0.1213 | 0 | 0.9371 | 0.0739
Kadmat | 2025-02-26 06:00 | 2 | 57 | 6 | 5.37 | 0 | 27.07 | 29.15 | 6.98 | 22.17 | 2.96 | 1000 | 557.4 | 0.1473 | 0 | 0.9402 | 0.0639
Kadmat | 2025-02-26 07:00 | 2 | 57 | 7 | 5.07 | 75.8 | 27.43 | 29.18 | 6.98 | 22.2 | 2.56 | 1000 | 556.1 | 0.1226 | 0.0661 | 0.944 | 0.0552
Kadmat | 2025-02-26 08:00 | 2 | 57 | 8 | 3.31 | 375.9 | 27.76 | 29.22 | 6.98 | 22.24 | 2.46 | 1000 | 660.1 | 0.02 | 0.32 | 0.9486 | 0.0531
Kadmat | 2025-02-26 09:00 | 2 | 57 | 9 | 4.01 | 518.6 | 28.32 | 29.26 | 6.98 | 22.28 | 2.56 | 1000 | 643.7 | 0.0509 | 0.4358 | 0.9534 | 0.0552
Kadmat | 2025-02-26 10:00 | 2 | 57 | 10 | 2.66 | 707.2 | 28.85 | 29.3 | 6.98 | 22.32 | 2.41 | 1000 | 677.5 | 0.0028 | 0.5845 | 0.9582 | 0.0522
Kadmat | 2025-02-26 11:00 | 2 | 57 | 11 | 1.48 | 859.3 | 29.21 | 29.34 | 6.98 | 22.36 | 2.45 | 1000 | 695.6 | 0 | 0.7007 | 0.9628 | 0.0529
Kadmat | 2025-02-26 12:00 | 2 | 57 | 12 | 1.76 | 991.9 | 29.36 | 29.37 | 6.98 | 22.39 | 2.39 | 1000 | 681 | 0 | 0.7998 | 0.966 | 0.0516
Kadmat | 2025-02-26 13:00 | 2 | 57 | 13 | 1.05 | 910.8 | 29.59 | 29.39 | 6.98 | 22.41 | 2.52 | 1000 | 701.5 | 0 | 0.7385 | 0.966 | 0.0544
Kadmat | 2025-02-26 14:00 | 2 | 57 | 14 | 1.42 | 948.4 | 29.48 | 29.41 | 6.98 | 22.43 | 2.53 | 1000 | 689.1 | 0 | 0.767 | 0.966 | 0.0546
Kadmat | 2025-02-26 15:00 | 2 | 57 | 15 | 2.46 | 670.5 | 29.47 | 29.42 | 6.98 | 22.43 | 2.7 | 1000 | 680 | 0 | 0.5544 | 0.966 | 0.0582
Kadmat | 2025-02-26 16:00 | 2 | 57 | 16 | 2.84 | 487.8 | 29.35 | 29.41 | 6.98 | 22.43 | 2.84 | 1000 | 705.4 | 0.0061 | 0.4093 | 0.966 | 0.0614
Kadmat | 2025-02-26 17:00 | 2 | 57 | 17 | 2.1 | 240.9 | 29.11 | 29.4 | 6.98 | 22.42 | 2.49 | 1000 | 798.4 | 0 | 0.2062 | 0.966 | 0.0537
Kadmat | 2025-02-26 18:00 | 2 | 57 | 18 | 1.3 | 27.7 | 28.71 | 29.37 | 6.98 | 22.39 | 2.56 | 1000 | 854 | 0 | 0.0242 | 0.966 | 0.0553
Kadmat | 2025-02-26 19:00 | 2 | 57 | 19 | 0.87 | 0 | 28.38 | 29.34 | 6.98 | 22.36 | 2.57 | 1000 | 873.7 | 0 | 0 | 0.9639 | 0.0554
Kadmat | 2025-02-26 20:00 | 2 | 57 | 20 | 0.65 | 0 | 27.89 | 29.31 | 6.98 | 22.33 | 2.97 | 1000 | 840 | 0 | 0 | 0.9597 | 0.0641
Kadmat | 2025-02-26 21:00 | 2 | 57 | 21 | 0.65 | 0 | 27.36 | 29.27 | 6.98 | 22.29 | 2.99 | 1000 | 778.5 | 0 | 0 | 0.9551 | 0.0646
Kadmat | 2025-02-26 22:00 | 2 | 57 | 22 | 0.94 | 0 | 27.06 | 29.23 | 6.98 | 22.25 | 2.82 | 1000 | 674.8 | 0 | 0 | 0.9506 | 0.0609
Kadmat | 2025-02-26 23:00 | 2 | 57 | 23 | 1.17 | 0 | 26.64 | 29.2 | 6.98 | 22.22 | 2.96 | 1000 | 551.6 | 0 | 0 | 0.9464 | 0.064
Kadmat | 2025-02-27 00:00 | 2 | 58 | 0 | 1.88 | 0 | 26.45 | 29.17 | 6.98 | 22.19 | 2.84 | 1000 | 461.9 | 0 | 0 | 0.9428 | 0.0614
Kadmat | 2025-02-27 01:00 | 2 | 58 | 1 | 1.33 | 0 | 26.32 | 29.15 | 6.98 | 22.17 | 2.88 | 1000 | 454.9 | 0 | 0 | 0.94 | 0.0622
Kadmat | 2025-02-27 02:00 | 2 | 58 | 2 | 1.11 | 0 | 26.25 | 29.13 | 6.98 | 22.15 | 2.9 | 1000 | 433.8 | 0 | 0 | 0.9384 | 0.0627
Kadmat | 2025-02-27 03:00 | 2 | 58 | 3 | 1.07 | 0 | 26.37 | 29.13 | 6.98 | 22.15 | 2.96 | 1000 | 420.7 | 0 | 0 | 0.9379 | 0.0639
Kadmat | 2025-02-27 04:00 | 2 | 58 | 4 | 0.8 | 0 | 26.57 | 29.14 | 6.98 | 22.16 | 2.76 | 1000 | 422.8 | 0 | 0 | 0.9387 | 0.0597
Kadmat | 2025-02-27 05:00 | 2 | 58 | 5 | 0.71 | 0 | 26.57 | 29.15 | 6.98 | 22.17 | 2.56 | 1000 | 483.1 | 0 | 0 | 0.9406 | 0.0554
Kadmat | 2025-02-27 06:00 | 2 | 58 | 6 | 1.38 | 0 | 26.81 | 29.18 | 6.98 | 22.2 | 2.68 | 1000 | 543 | 0 | 0 | 0.9436 | 0.0578
Kadmat | 2025-02-27 07:00 | 2 | 58 | 7 | 0.73 | 96.2 | 27.31 | 29.21 | 6.98 | 22.23 | 2.56 | 1000 | 621.2 | 0 | 0.0838 | 0.9475 | 0.0554
Kadmat | 2025-02-27 08:00 | 2 | 58 | 8 | 0.65 | 335.9 | 27.45 | 29.25 | 6.98 | 22.27 | 2.85 | 1000 | 659.5 | 0 | 0.2871 | 0.952 | 0.0615
Kadmat | 2025-02-27 09:00 | 2 | 58 | 9 | 0.46 | 540.9 | 27.82 | 29.29 | 6.98 | 22.31 | 2.86 | 1000 | 672.3 | 0 | 0.4545 | 0.9569 | 0.0618
Kadmat | 2025-02-27 10:00 | 2 | 58 | 10 | 0.49 | 735 | 28.16 | 29.33 | 6.98 | 22.35 | 2.84 | 1000 | 676.1 | 0 | 0.6076 | 0.9617 | 0.0614
Kadmat | 2025-02-27 11:00 | 2 | 58 | 11 | 0.63 | 859.1 | 28.28 | 29.36 | 6.98 | 22.38 | 2.51 | 1000 | 663 | 0 | 0.7029 | 0.966 | 0.0542
Kadmat | 2025-02-27 12:00 | 2 | 58 | 12 | 1.03 | 840.8 | 28.62 | 29.4 | 6.98 | 22.42 | 2.5 | 1000 | 686.5 | 0 | 0.6881 | 0.966 | 0.054
Kadmat | 2025-02-27 13:00 | 2 | 58 | 13 | 0.83 | 844.9 | 28.76 | 29.42 | 6.98 | 22.44 | 2.32 | 1000 | 673.6 | 0 | 0.6909 | 0.966 | 0.0501
Kadmat | 2025-02-27 14:00 | 2 | 58 | 14 | 0.8 | 841 | 28.79 | 29.44 | 6.98 | 22.46 | 2.49 | 1000 | 664.9 | 0 | 0.6878 | 0.966 | 0.0538
Kadmat | 2025-02-27 15:00 | 2 | 58 | 15 | 1.35 | 679.3 | 28.73 | 29.44 | 6.98 | 22.46 | 2.68 | 1000 | 697 | 0 | 0.5628 | 0.966 | 0.0578
Kadmat | 2025-02-27 16:00 | 2 | 58 | 16 | 1.3 | 481.2 | 28.82 | 29.44 | 6.98 | 22.46 | 2.18 | 1000 | 713.9 | 0 | 0.4048 | 0.966 | 0.0472
Kadmat | 2025-02-27 17:00 | 2 | 58 | 17 | 1.56 | 298.2 | 28.72 | 29.42 | 6.98 | 22.45 | 2.3 | 1000 | 821.5 | 0 | 0.2545 | 0.966 | 0.0498
Kadmat | 2025-02-27 18:00 | 2 | 58 | 18 | 1.97 | 26.8 | 28.37 | 29.4 | 6.98 | 22.42 | 2.08 | 1000 | 831.4 | 0 | 0.0234 | 0.966 | 0.045
Kadmat | 2025-02-27 19:00 | 2 | 58 | 19 | 2.53 | 0 | 28.1 | 29.37 | 6.98 | 22.39 | 2.18 | 1000 | 860.7 | 0.0006 | 0 | 0.966 | 0.0471
Kadmat | 2025-02-27 20:00 | 2 | 58 | 20 | 3.59 | 0 | 27.73 | 29.34 | 6.98 | 22.36 | 2.46 | 1000 | 860.9 | 0.031 | 0 | 0.9632 | 0.0531
Kadmat | 2025-02-27 21:00 | 2 | 58 | 21 | 3.79 | 0 | 27.25 | 29.3 | 6.98 | 22.32 | 2.16 | 1000 | 774 | 0.0404 | 0 | 0.9586 | 0.0467
Kadmat | 2025-02-27 22:00 | 2 | 58 | 22 | 4.03 | 0 | 26.82 | 29.26 | 6.98 | 22.28 | 2.17 | 1000 | 691.8 | 0.0522 | 0 | 0.9541 | 0.0469
Kadmat | 2025-02-27 23:00 | 2 | 58 | 23 | 2.34 | 0 | 26.65 | 29.23 | 6.98 | 22.25 | 2.57 | 1000 | 568.1 | 0 | 0 | 0.9498 | 0.0555
Kadmat | 2025-02-28 00:00 | 2 | 59 | 0 | 2.37 | 0 | 26.63 | 29.2 | 6.98 | 22.22 | 2.4 | 1000 | 480.9 | 0 | 0 | 0.9462 | 0.0518
Kadmat | 2025-02-28 01:00 | 2 | 59 | 1 | 2.68 | 0 | 26.41 | 29.17 | 6.98 | 22.2 | 2.51 | 1000 | 463.9 | 0.0033 | 0 | 0.9435 | 0.0542
Kadmat | 2025-02-28 02:00 | 2 | 59 | 2 | 2.78 | 0 | 26.38 | 29.16 | 6.98 | 22.18 | 2.45 | 1000 | 434.6 | 0.0051 | 0 | 0.9418 | 0.0528
Kadmat | 2025-02-28 03:00 | 2 | 59 | 3 | 3.07 | 0 | 26.4 | 29.16 | 6.98 | 22.18 | 2.41 | 1000 | 455.4 | 0.0115 | 0 | 0.9414 | 0.052
Kadmat | 2025-02-28 04:00 | 2 | 59 | 4 | 3.87 | 0 | 26.61 | 29.16 | 6.98 | 22.18 | 2.17 | 1000 | 449.4 | 0.0441 | 0 | 0.9421 | 0.0468
Kadmat | 2025-02-28 05:00 | 2 | 59 | 5 | 3.56 | 0 | 26.73 | 29.18 | 6.98 | 22.2 | 2.07 | 1000 | 471 | 0.03 | 0 | 0.9441 | 0.0448
Kadmat | 2025-02-28 06:00 | 2 | 59 | 6 | 4.62 | 0 | 27.2 | 29.2 | 6.98 | 22.23 | 2.23 | 1000 | 572.5 | 0.0899 | 0 | 0.9471 | 0.0481
Kadmat | 2025-02-28 07:00 | 2 | 59 | 7 | 4.35 | 94.3 | 27.41 | 29.24 | 6.98 | 22.26 | 2.15 | 1000 | 611.2 | 0.0719 | 0.0821 | 0.951 | 0.0463
Kadmat | 2025-02-28 08:00 | 2 | 59 | 8 | 3.71 | 346.1 | 27.82 | 29.27 | 6.98 | 22.3 | 2.28 | 1000 | 659.6 | 0.0368 | 0.2952 | 0.9555 | 0.0493
Kadmat | 2025-02-28 09:00 | 2 | 59 | 9 | 3.64 | 544.7 | 28.29 | 29.31 | 6.98 | 22.34 | 2.26 | 1000 | 649.9 | 0.0335 | 0.4569 | 0.9604 | 0.0488
Kadmat | 2025-02-28 10:00 | 2 | 59 | 10 | 3.65 | 841.5 | 28.53 | 29.35 | 6.98 | 22.38 | 2.57 | 1000 | 651.7 | 0.034 | 0.6889 | 0.9652 | 0.0554
Kadmat | 2025-02-28 11:00 | 2 | 59 | 11 | 5.27 | 908.9 | 28.8 | 29.39 | 6.98 | 22.41 | 2.84 | 1000 | 705.5 | 0.1395 | 0.7393 | 0.966 | 0.0614
Kadmat | 2025-02-28 12:00 | 2 | 59 | 12 | 5.85 | 908.7 | 29.07 | 29.42 | 6.98 | 22.45 | 2.9 | 1000 | 687 | 0.1928 | 0.7384 | 0.966 | 0.0626
Kadmat | 2025-02-28 13:00 | 2 | 59 | 13 | 6.67 | 933.7 | 29.31 | 29.45 | 6.98 | 22.47 | 2.87 | 1000 | 708.2 | 0.2873 | 0.7565 | 0.966 | 0.062
Kadmat | 2025-02-28 14:00 | 2 | 59 | 14 | 8.37 | 930.8 | 29.21 | 29.46 | 6.98 | 22.49 | 3.1 | 1000 | 731 | 0.5413 | 0.7546 | 0.966 | 0.067
Kadmat | 2025-02-28 15:00 | 2 | 59 | 15 | 7.17 | 655.6 | 29.19 | 29.47 | 6.98 | 22.49 | 3.11 | 1000 | 688.2 | 0.354 | 0.5433 | 0.966 | 0.0671
Kadmat | 2025-02-28 16:00 | 2 | 59 | 16 | 7.69 | 554 | 29.21 | 29.47 | 6.98 | 22.49 | 2.83 | 1000 | 666.4 | 0.4316 | 0.4627 | 0.966 | 0.0611
Kadmat | 2025-02-28 17:00 | 2 | 59 | 17 | 9.49 | 290.9 | 28.88 | 29.45 | 6.98 | 22.47 | 2.86 | 1000 | 728 | 0.7156 | 0.2483 | 0.966 | 0.0618
Kadmat | 2025-02-28 18:00 | 2 | 59 | 18 | 10.23 | 31.5 | 28.62 | 29.43 | 6.98 | 22.45 | 2.74 | 1000 | 850.5 | 0.8073 | 0.0274 | 0.966 | 0.0591
Kadmat | 2025-02-28 19:00 | 2 | 59 | 19 | 8.9 | 0 | 28.16 | 29.4 | 6.98 | 22.42 | 2.76 | 1000 | 860.3 | 0.6271 | 0 | 0.966 | 0.0596
Kadmat | 2025-02-28 20:00 | 2 | 59 | 20 | 9.32 | 0 | 27.58 | 29.36 | 6.98 | 22.39 | 2.75 | 1000 | 904.9 | 0.6899 | 0 | 0.966 | 0.0595
Kadmat | 2025-02-28 21:00 | 2 | 59 | 21 | 7.83 | 0 | 27.26 | 29.33 | 6.98 | 22.35 | 3 | 1000 | 820 | 0.4534 | 0 | 0.9621 | 0.0648
Kadmat | 2025-02-28 22:00 | 2 | 59 | 22 | 8.94 | 0 | 26.57 | 29.29 | 6.98 | 22.31 | 2.77 | 1000 | 660.2 | 0.6327 | 0 | 0.9576 | 0.0599
Kadmat | 2025-02-28 23:00 | 2 | 59 | 23 | 7.43 | 0 | 26.51 | 29.25 | 6.98 | 22.28 | 2.85 | 1000 | 562.4 | 0.3918 | 0 | 0.9533 | 0.0615
Kadmat | 2025-03-01 00:00 | 3 | 60 | 0 | 4.87 | 0 | 26.98 | 29.22 | 6.98 | 22.25 | 4.81 | 1000 | 514.3 | 0.1077 | 0 | 0.9497 | 0.1039
Kadmat | 2025-03-01 01:00 | 3 | 60 | 1 | 4.34 | 0 | 26.95 | 29.2 | 6.98 | 22.22 | 4.93 | 1000 | 431.7 | 0.0709 | 0 | 0.947 | 0.1064
Kadmat | 2025-03-01 02:00 | 3 | 60 | 2 | 3.92 | 0 | 27.24 | 29.19 | 6.98 | 22.21 | 5.11 | 1000 | 470.3 | 0.0468 | 0 | 0.9453 | 0.1103
Kadmat | 2025-03-01 03:00 | 3 | 60 | 3 | 2.68 | 0 | 27.38 | 29.18 | 6.98 | 22.21 | 4.93 | 1000 | 451.1 | 0.0033 | 0 | 0.9448 | 0.1065
Kadmat | 2025-03-01 04:00 | 3 | 60 | 4 | 2.44 | 0 | 27.71 | 29.19 | 6.98 | 22.21 | 4.87 | 1000 | 463.5 | 0 | 0 | 0.9456 | 0.1053
Kadmat | 2025-03-01 05:00 | 3 | 60 | 5 | 3.21 | 0 | 27.72 | 29.21 | 6.98 | 22.23 | 5.09 | 1000 | 492.9 | 0.0166 | 0 | 0.9476 | 0.11
Kadmat | 2025-03-01 06:00 | 3 | 60 | 6 | 3.66 | 0 | 28.13 | 29.23 | 6.98 | 22.25 | 5.04 | 1000 | 569.9 | 0.0345 | 0 | 0.9506 | 0.1089
Kadmat | 2025-03-01 07:00 | 3 | 60 | 7 | 2.8 | 94.4 | 28.51 | 29.26 | 6.98 | 22.29 | 4.98 | 1000 | 640.7 | 0.0053 | 0.0795 | 0.9545 | 0.1077
Kadmat | 2025-03-01 08:00 | 3 | 60 | 8 | 3.86 | 383.1 | 28.87 | 29.3 | 6.98 | 22.32 | 4.88 | 1000 | 676.7 | 0.044 | 0.3156 | 0.959 | 0.1055
Kadmat | 2025-03-01 09:00 | 3 | 60 | 9 | 4.77 | 637.1 | 29.21 | 29.34 | 6.98 | 22.36 | 4.7 | 1000 | 721.7 | 0.1007 | 0.5143 | 0.9639 | 0.1015
Kadmat | 2025-03-01 10:00 | 3 | 60 | 10 | 4.95 | 831.7 | 29.53 | 29.38 | 6.98 | 22.4 | 5.27 | 1000 | 700.5 | 0.1132 | 0.6607 | 0.966 | 0.1138
Kadmat | 2025-03-01 11:00 | 3 | 60 | 11 | 4.78 | 836.6 | 29.99 | 29.42 | 6.98 | 22.44 | 5.19 | 1000 | 781.7 | 0.1009 | 0.6632 | 0.966 | 0.112
Kadmat | 2025-03-01 12:00 | 3 | 60 | 12 | 3.94 | 859.6 | 30.16 | 29.45 | 6.98 | 22.47 | 4.49 | 1000 | 748.3 | 0.0474 | 0.6797 | 0.966 | 0.0969
Kadmat | 2025-03-01 13:00 | 3 | 60 | 13 | 4.07 | 1040.4 | 30.24 | 29.47 | 6.98 | 22.5 | 4.01 | 1000 | 763.8 | 0.0546 | 0.8109 | 0.966 | 0.0867
Kadmat | 2025-03-01 14:00 | 3 | 60 | 14 | 4.78 | 821.6 | 30.55 | 29.49 | 6.98 | 22.52 | 3.94 | 1000 | 664.9 | 0.1011 | 0.6507 | 0.966 | 0.085
Kadmat | 2025-03-01 15:00 | 3 | 60 | 15 | 3.22 | 731.1 | 30.54 | 29.5 | 6.98 | 22.52 | 3.57 | 1000 | 704.2 | 0.0171 | 0.5831 | 0.966 | 0.0772
Kadmat | 2025-03-01 16:00 | 3 | 60 | 16 | 3.37 | 492.6 | 30.35 | 29.49 | 6.98 | 22.52 | 3.6 | 1000 | 744.1 | 0.0223 | 0.4004 | 0.966 | 0.0777
Kadmat | 2025-03-01 17:00 | 3 | 60 | 17 | 3.52 | 263.1 | 30.1 | 29.48 | 6.98 | 22.5 | 3.84 | 1000 | 823.7 | 0.0279 | 0.2177 | 0.966 | 0.0829
Kadmat | 2025-03-01 18:00 | 3 | 60 | 18 | 2.97 | 25.7 | 29.72 | 29.46 | 6.98 | 22.48 | 3.72 | 1000 | 909.8 | 0.0085 | 0.0217 | 0.966 | 0.0804
Kadmat | 2025-03-01 19:00 | 3 | 60 | 19 | 3.37 | 0 | 29.24 | 29.43 | 6.97 | 22.45 | 3.16 | 1000 | 939.1 | 0.0223 | 0 | 0.966 | 0.0682
Kadmat | 2025-03-01 20:00 | 3 | 60 | 20 | 3.01 | 0 | 28.69 | 29.39 | 6.97 | 22.42 | 2.86 | 1000 | 891.1 | 0.0093 | 0 | 0.966 | 0.0618
Kadmat | 2025-03-01 21:00 | 3 | 60 | 21 | 2.22 | 0 | 28.25 | 29.35 | 6.97 | 22.38 | 2.88 | 1000 | 811.7 | 0 | 0 | 0.9656 | 0.0623
Kadmat | 2025-03-01 22:00 | 3 | 60 | 22 | 1.92 | 0 | 27.85 | 29.32 | 6.97 | 22.34 | 3.01 | 1000 | 727.8 | 0 | 0 | 0.9611 | 0.0651
Kadmat | 2025-03-01 23:00 | 3 | 60 | 23 | 1.6 | 0 | 27.63 | 29.28 | 6.97 | 22.31 | 2.96 | 1000 | 581.7 | 0 | 0 | 0.9568 | 0.064
Kadmat | 2025-03-02 00:00 | 3 | 61 | 0 | 1.31 | 0 | 27.41 | 29.25 | 6.97 | 22.28 | 2.9 | 1000 | 506.4 | 0 | 0 | 0.9532 | 0.0627
Kadmat | 2025-03-02 01:00 | 3 | 61 | 1 | 0.83 | 0 | 27.22 | 29.23 | 6.97 | 22.25 | 3.11 | 1000 | 477.8 | 0 | 0 | 0.9505 | 0.0673
Kadmat | 2025-03-02 02:00 | 3 | 61 | 2 | 1.01 | 0 | 27.13 | 29.21 | 6.97 | 22.24 | 3 | 1000 | 450.7 | 0 | 0 | 0.9488 | 0.0648
Kadmat | 2025-03-02 03:00 | 3 | 61 | 3 | 1.14 | 0 | 27.25 | 29.21 | 6.97 | 22.24 | 3.25 | 1000 | 463 | 0 | 0 | 0.9483 | 0.0702
Kadmat | 2025-03-02 04:00 | 3 | 61 | 4 | 1.34 | 0 | 27.36 | 29.22 | 6.97 | 22.24 | 3.58 | 1000 | 458.7 | 0 | 0 | 0.9491 | 0.0774
Kadmat | 2025-03-02 05:00 | 3 | 61 | 5 | 1.39 | 0 | 27.67 | 29.23 | 6.97 | 22.26 | 3.12 | 1000 | 475.9 | 0 | 0 | 0.951 | 0.0673
Kadmat | 2025-03-02 06:00 | 3 | 61 | 6 | 1.57 | 0 | 28.09 | 29.26 | 6.97 | 22.28 | 2.9 | 1000 | 550.7 | 0 | 0 | 0.9541 | 0.0626
Kadmat | 2025-03-02 07:00 | 3 | 61 | 7 | 2.14 | 98.5 | 28.53 | 29.29 | 6.97 | 22.32 | 2.91 | 1000 | 596.5 | 0 | 0.083 | 0.958 | 0.0629
Kadmat | 2025-03-02 08:00 | 3 | 61 | 8 | 2.75 | 375.9 | 29.04 | 29.33 | 6.97 | 22.35 | 3.03 | 1000 | 675.1 | 0.0045 | 0.3097 | 0.9625 | 0.0654
Kadmat | 2025-03-02 09:00 | 3 | 61 | 9 | 3.22 | 578.9 | 29.4 | 29.37 | 6.97 | 22.39 | 3.32 | 1000 | 696.9 | 0.0171 | 0.469 | 0.966 | 0.0718
Kadmat | 2025-03-02 10:00 | 3 | 61 | 10 | 4.62 | 845 | 29.62 | 29.41 | 6.97 | 22.43 | 3.39 | 1000 | 769.6 | 0.0893 | 0.6704 | 0.966 | 0.0732
Kadmat | 2025-03-02 11:00 | 3 | 61 | 11 | 4.75 | 828.3 | 29.94 | 29.44 | 6.97 | 22.47 | 3.18 | 1000 | 754.4 | 0.099 | 0.6571 | 0.966 | 0.0687
Kadmat | 2025-03-02 12:00 | 3 | 61 | 12 | 4.79 | 1053.7 | 30.33 | 29.48 | 6.97 | 22.5 | 3.34 | 1000 | 721 | 0.1017 | 0.8201 | 0.966 | 0.0722
Kadmat | 2025-03-02 13:00 | 3 | 61 | 13 | 4.36 | 862.8 | 30.51 | 29.5 | 6.97 | 22.53 | 3.24 | 1000 | 736.4 | 0.0725 | 0.6812 | 0.966 | 0.0701
Kadmat | 2025-03-02 14:00 | 3 | 61 | 14 | 3.66 | 954.4 | 30.59 | 29.52 | 6.97 | 22.54 | 3.37 | 1000 | 681.1 | 0.0345 | 0.7479 | 0.966 | 0.0729
Kadmat | 2025-03-02 15:00 | 3 | 61 | 15 | 4.41 | 794.6 | 30.48 | 29.52 | 6.97 | 22.55 | 3.65 | 1000 | 698.7 | 0.0756 | 0.6307 | 0.966 | 0.0787
Kadmat | 2025-03-02 16:00 | 3 | 61 | 16 | 3.75 | 551.2 | 30.2 | 29.52 | 6.97 | 22.55 | 3.26 | 1000 | 751.9 | 0.0388 | 0.4462 | 0.966 | 0.0705
Kadmat | 2025-03-02 17:00 | 3 | 61 | 17 | 3.62 | 263.1 | 30.04 | 29.51 | 6.97 | 22.53 | 3.11 | 1000 | 852.8 | 0.0325 | 0.2178 | 0.966 | 0.0671
Kadmat | 2025-03-02 18:00 | 3 | 61 | 18 | 3.21 | 31.3 | 29.86 | 29.48 | 6.97 | 22.51 | 3.34 | 1000 | 896.4 | 0.0166 | 0.0264 | 0.966 | 0.0721
Kadmat | 2025-03-02 19:00 | 3 | 61 | 19 | 2.35 | 0 | 29.51 | 29.45 | 6.97 | 22.48 | 3.23 | 1000 | 945.2 | 0 | 0 | 0.966 | 0.0698
Kadmat | 2025-03-02 20:00 | 3 | 61 | 20 | 2.8 | 0 | 29.15 | 29.42 | 6.97 | 22.45 | 3.23 | 1000 | 893.7 | 0.0054 | 0 | 0.966 | 0.0698
Kadmat | 2025-03-02 21:00 | 3 | 61 | 21 | 2.24 | 0 | 28.44 | 29.38 | 6.97 | 22.41 | 3.71 | 1000 | 881.4 | 0 | 0 | 0.966 | 0.0802
Kadmat | 2025-03-02 22:00 | 3 | 61 | 22 | 2.36 | 0 | 28.09 | 29.34 | 6.97 | 22.37 | 3.63 | 1000 | 713.8 | 0 | 0 | 0.9646 | 0.0785
Kadmat | 2025-03-02 23:00 | 3 | 61 | 23 | 2.42 | 0 | 27.53 | 29.31 | 6.97 | 22.33 | 3.29 | 1000 | 596 | 0 | 0 | 0.9603 | 0.0711
Kadmat | 2025-03-03 00:00 | 3 | 62 | 0 | 2.66 | 0 | 27.06 | 29.28 | 6.97 | 22.3 | 3.36 | 1000 | 523.4 | 0.003 | 0 | 0.9567 | 0.0727
Kadmat | 2025-03-03 01:00 | 3 | 62 | 1 | 3.66 | 0 | 27.19 | 29.26 | 6.97 | 22.28 | 3.04 | 1000 | 464.1 | 0.0345 | 0 | 0.9539 | 0.0657
Kadmat | 2025-03-03 02:00 | 3 | 62 | 2 | 3.91 | 0 | 27.21 | 29.24 | 6.97 | 22.27 | 2.96 | 1000 | 467.8 | 0.046 | 0 | 0.9523 | 0.0639
Kadmat | 2025-03-03 03:00 | 3 | 62 | 3 | 4.67 | 0 | 27.37 | 29.24 | 6.97 | 22.26 | 3.05 | 1000 | 459.7 | 0.0934 | 0 | 0.9518 | 0.0659
Kadmat | 2025-03-03 04:00 | 3 | 62 | 4 | 5.26 | 0 | 27.67 | 29.24 | 6.97 | 22.27 | 2.92 | 1000 | 465.2 | 0.1388 | 0 | 0.9526 | 0.063
Kadmat | 2025-03-03 05:00 | 3 | 62 | 5 | 4.42 | 0 | 27.9 | 29.26 | 6.97 | 22.29 | 2.57 | 1000 | 512.5 | 0.0759 | 0 | 0.9545 | 0.0556
Kadmat | 2025-03-03 06:00 | 3 | 62 | 6 | 5.2 | 0 | 28.21 | 29.28 | 6.97 | 22.31 | 2.89 | 1000 | 551.4 | 0.1339 | 0 | 0.9576 | 0.0624
Kadmat | 2025-03-03 07:00 | 3 | 62 | 7 | 5.83 | 94.8 | 28.58 | 29.32 | 6.97 | 22.34 | 2.47 | 1000 | 622.1 | 0.1902 | 0.0799 | 0.9615 | 0.0534
Kadmat | 2025-03-03 08:00 | 3 | 62 | 8 | 6.23 | 383.6 | 28.95 | 29.35 | 6.97 | 22.38 | 2.59 | 1000 | 620.4 | 0.2341 | 0.316 | 0.966 | 0.0559
Kadmat | 2025-03-03 09:00 | 3 | 62 | 9 | 6.16 | 643 | 29.27 | 29.39 | 6.97 | 22.42 | 2.65 | 1000 | 705.5 | 0.2253 | 0.5187 | 0.966 | 0.0573
Kadmat | 2025-03-03 10:00 | 3 | 62 | 10 | 6.59 | 719.2 | 29.48 | 29.43 | 6.97 | 22.46 | 2.62 | 1000 | 745.6 | 0.2758 | 0.5764 | 0.966 | 0.0565
Kadmat | 2025-03-03 11:00 | 3 | 62 | 11 | 5.91 | 884.5 | 29.67 | 29.47 | 6.97 | 22.5 | 2.36 | 1000 | 766 | 0.1985 | 0.6994 | 0.966 | 0.0509
Kadmat | 2025-03-03 12:00 | 3 | 62 | 12 | 6.29 | 902.6 | 29.89 | 29.5 | 6.97 | 22.53 | 2.25 | 1000 | 768.9 | 0.2404 | 0.7121 | 0.966 | 0.0486
Kadmat | 2025-03-03 13:00 | 3 | 62 | 13 | 6.92 | 950.6 | 29.98 | 29.53 | 6.97 | 22.56 | 2.16 | 1000 | 725.7 | 0.3195 | 0.7469 | 0.966 | 0.0466
Kadmat | 2025-03-03 14:00 | 3 | 62 | 14 | 5.68 | 806.9 | 29.94 | 29.54 | 6.97 | 22.57 | 2.23 | 1000 | 719.2 | 0.1758 | 0.6412 | 0.966 | 0.0483
Kadmat | 2025-03-03 15:00 | 3 | 62 | 15 | 5.67 | 723.3 | 29.98 | 29.55 | 6.97 | 22.58 | 2.39 | 1000 | 742.7 | 0.1745 | 0.5784 | 0.966 | 0.0517
Kadmat | 2025-03-03 16:00 | 3 | 62 | 16 | 5.68 | 532 | 29.86 | 29.55 | 6.97 | 22.58 | 2.18 | 1000 | 751.7 | 0.1755 | 0.4319 | 0.966 | 0.047
Kadmat | 2025-03-03 17:00 | 3 | 62 | 17 | 4.32 | 309.6 | 29.96 | 29.53 | 6.97 | 22.56 | 2.31 | 1000 | 813.5 | 0.0701 | 0.2555 | 0.966 | 0.0498
Kadmat | 2025-03-03 18:00 | 3 | 62 | 18 | 4.58 | 29.3 | 29.49 | 29.51 | 6.97 | 22.54 | 1.99 | 1000 | 892.4 | 0.0871 | 0.0248 | 0.966 | 0.043
Kadmat | 2025-03-03 19:00 | 3 | 62 | 19 | 3.68 | 0 | 28.83 | 29.48 | 6.97 | 22.51 | 2.05 | 1000 | 955.6 | 0.0354 | 0 | 0.966 | 0.0443
Kadmat | 2025-03-03 20:00 | 3 | 62 | 20 | 2.7 | 0 | 28.36 | 29.45 | 6.97 | 22.47 | 2.06 | 1000 | 939.7 | 0.0035 | 0 | 0.966 | 0.0445
Kadmat | 2025-03-03 21:00 | 3 | 62 | 21 | 3.07 | 0 | 27.96 | 29.41 | 6.97 | 22.44 | 2.04 | 1000 | 843.3 | 0.0115 | 0 | 0.966 | 0.0441
Kadmat | 2025-03-03 22:00 | 3 | 62 | 22 | 2.8 | 0 | 27.43 | 29.37 | 6.97 | 22.4 | 2.24 | 1000 | 689.6 | 0.0055 | 0 | 0.966 | 0.0484
Kadmat | 2025-03-03 23:00 | 3 | 62 | 23 | 3.79 | 0 | 27.18 | 29.33 | 6.97 | 22.36 | 2.18 | 1000 | 616.6 | 0.0404 | 0 | 0.9638 | 0.047
Kadmat | 2025-03-04 00:00 | 3 | 63 | 0 | 4.1 | 0 | 27.04 | 29.3 | 6.97 | 22.33 | 2.57 | 1000 | 506.5 | 0.0564 | 0 | 0.9602 | 0.0555
Kadmat | 2025-03-04 01:00 | 3 | 63 | 1 | 3.25 | 0 | 27 | 29.28 | 6.97 | 22.31 | 2.65 | 1000 | 483.3 | 0.0179 | 0 | 0.9574 | 0.0572
Kadmat | 2025-03-04 02:00 | 3 | 63 | 2 | 3.22 | 0 | 26.94 | 29.27 | 6.97 | 22.3 | 2.93 | 1000 | 463.7 | 0.0171 | 0 | 0.9558 | 0.0633
Kadmat | 2025-03-04 03:00 | 3 | 63 | 3 | 3.58 | 0 | 26.96 | 29.26 | 6.97 | 22.29 | 2.99 | 1000 | 482.6 | 0.031 | 0 | 0.9553 | 0.0645
Kadmat | 2025-03-04 04:00 | 3 | 63 | 4 | 3.03 | 0 | 27.07 | 29.27 | 6.97 | 22.3 | 3.05 | 1000 | 464.3 | 0.0102 | 0 | 0.9561 | 0.0659
Kadmat | 2025-03-04 05:00 | 3 | 63 | 5 | 3.12 | 0 | 27.62 | 29.29 | 6.97 | 22.32 | 3.59 | 1000 | 502.6 | 0.0132 | 0 | 0.958 | 0.0776
Kadmat | 2025-03-04 06:00 | 3 | 63 | 6 | 2.59 | 0 | 28.04 | 29.31 | 6.97 | 22.34 | 3.36 | 1000 | 573.4 | 0.0017 | 0 | 0.9611 | 0.0726
Kadmat | 2025-03-04 07:00 | 3 | 63 | 7 | 2.51 | 100.5 | 28.48 | 29.34 | 6.97 | 22.37 | 3.06 | 1000 | 654.5 | 0.0002 | 0.0847 | 0.965 | 0.066
Kadmat | 2025-03-04 08:00 | 3 | 63 | 8 | 3 | 360.5 | 28.87 | 29.38 | 6.97 | 22.41 | 3.08 | 1000 | 677.4 | 0.009 | 0.2975 | 0.966 | 0.0666
Kadmat | 2025-03-04 09:00 | 3 | 63 | 9 | 1.88 | 549.6 | 29.28 | 29.42 | 6.97 | 22.45 | 3.2 | 1000 | 713.9 | 0 | 0.4465 | 0.966 | 0.0691
Kadmat | 2025-03-04 10:00 | 3 | 63 | 10 | 2.59 | 764.5 | 29.59 | 29.46 | 6.97 | 22.49 | 3.34 | 1000 | 727.2 | 0.0016 | 0.6103 | 0.966 | 0.0722
Kadmat | 2025-03-04 11:00 | 3 | 63 | 11 | 3.13 | 991.9 | 30.03 | 29.5 | 6.97 | 22.53 | 3.56 | 1000 | 787.2 | 0.0136 | 0.7767 | 0.966 | 0.0768
Kadmat | 2025-03-04 12:00 | 3 | 63 | 12 | 2.86 | 966 | 30.44 | 29.53 | 6.97 | 22.56 | 3.39 | 1000 | 733.1 | 0.0065 | 0.7568 | 0.966 | 0.0732
Kadmat | 2025-03-04 13:00 | 3 | 63 | 13 | 3.24 | 1033.5 | 30.54 | 29.56 | 6.97 | 22.59 | 3.15 | 1000 | 706.8 | 0.0177 | 0.805 | 0.966 | 0.068
Kadmat | 2025-03-04 14:00 | 3 | 63 | 14 | 3.86 | 916.6 | 30.52 | 29.57 | 6.97 | 22.6 | 3.17 | 1000 | 716 | 0.0438 | 0.7206 | 0.966 | 0.0684
Kadmat | 2025-03-04 15:00 | 3 | 63 | 15 | 3.64 | 686 | 30.23 | 29.58 | 6.97 | 22.61 | 3.45 | 1000 | 673.5 | 0.0338 | 0.5496 | 0.966 | 0.0745
Kadmat | 2025-03-04 16:00 | 3 | 63 | 16 | 4.17 | 558 | 30 | 29.57 | 6.97 | 22.6 | 3.71 | 1000 | 740.2 | 0.0608 | 0.4518 | 0.966 | 0.0801
Kadmat | 2025-03-04 17:00 | 3 | 63 | 17 | 5.27 | 285.1 | 29.67 | 29.56 | 6.97 | 22.59 | 3.55 | 1000 | 787.5 | 0.1393 | 0.236 | 0.966 | 0.0767
Kadmat | 2025-03-04 18:00 | 3 | 63 | 18 | 4.6 | 32.9 | 29.38 | 29.54 | 6.97 | 22.57 | 3.99 | 1000 | 882.6 | 0.0881 | 0.0278 | 0.966 | 0.0862
Kadmat | 2025-03-04 19:00 | 3 | 63 | 19 | 4.59 | 0 | 29.01 | 29.51 | 6.97 | 22.54 | 3.35 | 1000 | 923.6 | 0.0872 | 0 | 0.966 | 0.0723
Kadmat | 2025-03-04 20:00 | 3 | 63 | 20 | 4.4 | 0 | 28.55 | 29.47 | 6.97 | 22.5 | 3.41 | 1000 | 926.9 | 0.075 | 0 | 0.966 | 0.0737
Kadmat | 2025-03-04 21:00 | 3 | 63 | 21 | 4.28 | 0 | 27.99 | 29.43 | 6.97 | 22.47 | 3.13 | 1000 | 849.8 | 0.0677 | 0 | 0.966 | 0.0676
Kadmat | 2025-03-04 22:00 | 3 | 63 | 22 | 3.88 | 0 | 27.6 | 29.4 | 6.97 | 22.43 | 3.51 | 1000 | 660.2 | 0.045 | 0 | 0.966 | 0.0759
Kadmat | 2025-03-04 23:00 | 3 | 63 | 23 | 4.18 | 0 | 27.18 | 29.36 | 6.97 | 22.39 | 3.49 | 1000 | 630.2 | 0.0615 | 0 | 0.966 | 0.0755
Kadmat | 2025-03-05 00:00 | 3 | 64 | 0 | 4.97 | 0 | 26.8 | 29.33 | 6.97 | 22.36 | 3.76 | 1000 | 530 | 0.1146 | 0 | 0.9637 | 0.0811
Kadmat | 2025-03-05 01:00 | 3 | 64 | 1 | 5.51 | 0 | 26.57 | 29.31 | 6.97 | 22.34 | 3.79 | 1000 | 486.8 | 0.1591 | 0 | 0.9609 | 0.0818
Kadmat | 2025-03-05 02:00 | 3 | 64 | 2 | 4.6 | 0 | 26.69 | 29.3 | 6.97 | 22.33 | 3.41 | 1000 | 476.9 | 0.0882 | 0 | 0.9593 | 0.0737
Kadmat | 2025-03-05 03:00 | 3 | 64 | 3 | 3.67 | 0 | 26.78 | 29.29 | 6.97 | 22.32 | 3.26 | 1000 | 454.6 | 0.035 | 0 | 0.9588 | 0.0705
Kadmat | 2025-03-05 04:00 | 3 | 64 | 4 | 4.41 | 0 | 27.26 | 29.3 | 6.97 | 22.33 | 3.21 | 1000 | 484.7 | 0.0753 | 0 | 0.9595 | 0.0694
Kadmat | 2025-03-05 05:00 | 3 | 64 | 5 | 3.96 | 0 | 27.5 | 29.31 | 6.97 | 22.34 | 3.69 | 1000 | 510.7 | 0.0486 | 0 | 0.9615 | 0.0797
Kadmat | 2025-03-05 06:00 | 3 | 64 | 6 | 4.09 | 0 | 27.87 | 29.34 | 6.97 | 22.37 | 3.89 | 1000 | 539.4 | 0.0559 | 0 | 0.9646 | 0.0839
Kadmat | 2025-03-05 07:00 | 3 | 64 | 7 | 4.44 | 101.3 | 28.31 | 29.37 | 6.97 | 22.4 | 3.94 | 1000 | 597.8 | 0.0771 | 0.0853 | 0.966 | 0.0852
Kadmat | 2025-03-05 08:00 | 3 | 64 | 8 | 4.21 | 361 | 28.66 | 29.41 | 6.97 | 22.44 | 3.92 | 1000 | 672.8 | 0.0633 | 0.2982 | 0.966 | 0.0846
Kadmat | 2025-03-05 09:00 | 3 | 64 | 9 | 4.35 | 616 | 28.93 | 29.45 | 6.97 | 22.48 | 3.69 | 1000 | 639.2 | 0.0718 | 0.4986 | 0.966 | 0.0796
Kadmat | 2025-03-05 10:00 | 3 | 64 | 10 | 5.02 | 853.9 | 29.51 | 29.49 | 6.97 | 22.52 | 3.87 | 1000 | 688.6 | 0.1184 | 0.6772 | 0.966 | 0.0837
Kadmat | 2025-03-05 11:00 | 3 | 64 | 11 | 5.94 | 994.7 | 29.8 | 29.53 | 6.97 | 22.56 | 4.17 | 1000 | 720.3 | 0.2008 | 0.7794 | 0.966 | 0.09
Kadmat | 2025-03-05 12:00 | 3 | 64 | 12 | 6.56 | 1061.5 | 30.14 | 29.56 | 6.97 | 22.59 | 4.43 | 1000 | 808.5 | 0.273 | 0.8264 | 0.966 | 0.0956
Kadmat | 2025-03-05 13:00 | 3 | 64 | 13 | 5.92 | 965.5 | 30.16 | 29.58 | 6.97 | 22.61 | 4.66 | 1000 | 727.2 | 0.1995 | 0.7572 | 0.966 | 0.1006
Kadmat | 2025-03-05 14:00 | 3 | 64 | 14 | 6.24 | 902.4 | 30.2 | 29.6 | 6.97 | 22.63 | 4.68 | 1000 | 739.7 | 0.2341 | 0.7112 | 0.966 | 0.101
Kadmat | 2025-03-05 15:00 | 3 | 64 | 15 | 5.32 | 704.7 | 30.14 | 29.61 | 6.97 | 22.64 | 4.71 | 1000 | 733.7 | 0.1439 | 0.564 | 0.966 | 0.1017
Kadmat | 2025-03-05 16:00 | 3 | 64 | 16 | 4.73 | 558.6 | 30.1 | 29.6 | 6.97 | 22.63 | 4.3 | 1000 | 723.5 | 0.0973 | 0.4521 | 0.966 | 0.0929
Kadmat | 2025-03-05 17:00 | 3 | 64 | 17 | 5.37 | 278 | 29.89 | 29.59 | 6.97 | 22.62 | 4.79 | 1000 | 800.7 | 0.1475 | 0.23 | 0.966 | 0.1035
Kadmat | 2025-03-05 18:00 | 3 | 64 | 18 | 6.02 | 29.7 | 29.43 | 29.56 | 6.97 | 22.6 | 5.23 | 1000 | 885.7 | 0.209 | 0.025 | 0.966 | 0.1129
Kadmat | 2025-03-05 19:00 | 3 | 64 | 19 | 6.79 | 0 | 29.15 | 29.53 | 6.97 | 22.57 | 4.86 | 1000 | 937.4 | 0.302 | 0 | 0.966 | 0.1049
Kadmat | 2025-03-05 20:00 | 3 | 64 | 20 | 7.17 | 0 | 28.77 | 29.5 | 6.97 | 22.53 | 4.72 | 1000 | 926 | 0.3541 | 0 | 0.966 | 0.1019
Kadmat | 2025-03-05 21:00 | 3 | 64 | 21 | 6.56 | 0 | 28.33 | 29.46 | 6.97 | 22.49 | 5.23 | 1000 | 822.5 | 0.272 | 0 | 0.966 | 0.1129
Kadmat | 2025-03-05 22:00 | 3 | 64 | 22 | 6.41 | 0 | 27.86 | 29.42 | 6.97 | 22.46 | 5.36 | 1000 | 731.2 | 0.2543 | 0 | 0.966 | 0.1158
Kadmat | 2025-03-05 23:00 | 3 | 64 | 23 | 6.93 | 0 | 27.51 | 29.39 | 6.97 | 22.42 | 5.97 | 1000 | 623 | 0.3207 | 0 | 0.966 | 0.1289
Kadmat | 2025-03-06 00:00 | 3 | 65 | 0 | 7.09 | 0 | 27.3 | 29.36 | 6.97 | 22.39 | 6.57 | 1000 | 495.2 | 0.343 | 0 | 0.966 | 0.1418
Kadmat | 2025-03-06 01:00 | 3 | 65 | 1 | 6.57 | 0 | 27.14 | 29.34 | 6.97 | 22.37 | 4.63 | 1000 | 495.3 | 0.2732 | 0 | 0.9644 | 0.1
Kadmat | 2025-03-06 02:00 | 3 | 65 | 2 | 5.7 | 0 | 27.21 | 29.32 | 6.97 | 22.35 | 5.29 | 1000 | 491.5 | 0.1776 | 0 | 0.9628 | 0.1142
Kadmat | 2025-03-06 03:00 | 3 | 65 | 3 | 5.16 | 0 | 27.24 | 29.32 | 6.97 | 22.35 | 5.12 | 1000 | 445.7 | 0.1299 | 0 | 0.9623 | 0.1105
Kadmat | 2025-03-06 04:00 | 3 | 65 | 4 | 4.41 | 0 | 27.48 | 29.32 | 6.97 | 22.36 | 4.75 | 1000 | 482.6 | 0.0754 | 0 | 0.963 | 0.1026
Kadmat | 2025-03-06 05:00 | 3 | 65 | 5 | 3.88 | 0 | 27.6 | 29.34 | 6.97 | 22.37 | 4.63 | 1000 | 511.3 | 0.0447 | 0 | 0.965 | 0.1
Kadmat | 2025-03-06 06:00 | 3 | 65 | 6 | 3.6 | 0 | 28.23 | 29.37 | 6.97 | 22.4 | 4.32 | 1000 | 581.5 | 0.0315 | 0 | 0.966 | 0.0933
Kadmat | 2025-03-06 07:00 | 3 | 65 | 7 | 3.82 | 82.7 | 28.42 | 29.4 | 6.97 | 22.43 | 4.51 | 1000 | 635.8 | 0.0422 | 0.0698 | 0.966 | 0.0973
Kadmat | 2025-03-06 08:00 | 3 | 65 | 8 | 3.65 | 321.6 | 28.89 | 29.44 | 6.97 | 22.47 | 4.88 | 1000 | 675.6 | 0.0341 | 0.2662 | 0.966 | 0.1053
Kadmat | 2025-03-06 09:00 | 3 | 65 | 9 | 3.75 | 470.5 | 29.26 | 29.48 | 6.97 | 22.51 | 5.26 | 1000 | 697.8 | 0.0387 | 0.3846 | 0.966 | 0.1136
Kadmat | 2025-03-06 10:00 | 3 | 65 | 10 | 4.27 | 597.6 | 29.65 | 29.52 | 6.97 | 22.55 | 4.49 | 1000 | 716 | 0.0667 | 0.4831 | 0.966 | 0.0969
Kadmat | 2025-03-06 11:00 | 3 | 65 | 11 | 5.54 | 899.7 | 29.93 | 29.55 | 6.97 | 22.59 | 4.23 | 1000 | 736.4 | 0.1626 | 0.7098 | 0.966 | 0.0913
Kadmat | 2025-03-06 12:00 | 3 | 65 | 12 | 5.59 | 786.9 | 30.38 | 29.58 | 6.97 | 22.62 | 4.5 | 1000 | 809.6 | 0.1675 | 0.6253 | 0.966 | 0.0972
Kadmat | 2025-03-06 13:00 | 3 | 65 | 13 | 4.6 | 741.6 | 30.4 | 29.61 | 6.97 | 22.64 | 4.71 | 1000 | 736.6 | 0.0884 | 0.5913 | 0.966 | 0.1017
Kadmat | 2025-03-06 14:00 | 3 | 65 | 14 | 3.6 | 708.9 | 30.26 | 29.63 | 6.97 | 22.66 | 4.65 | 1000 | 730 | 0.0319 | 0.5669 | 0.966 | 0.1004
Kadmat | 2025-03-06 15:00 | 3 | 65 | 15 | 4.33 | 543.1 | 29.98 | 29.63 | 6.97 | 22.67 | 5.5 | 1000 | 703.9 | 0.0704 | 0.4403 | 0.966 | 0.1187
Kadmat | 2025-03-06 16:00 | 3 | 65 | 16 | 3.28 | 459.3 | 29.84 | 29.63 | 6.97 | 22.66 | 5.59 | 1000 | 739.5 | 0.0192 | 0.3749 | 0.966 | 0.1208
Kadmat | 2025-03-06 17:00 | 3 | 65 | 17 | 3.8 | 239.4 | 29.6 | 29.61 | 6.97 | 22.65 | 5.81 | 1000 | 798.6 | 0.041 | 0.1989 | 0.966 | 0.1254
Kadmat | 2025-03-06 18:00 | 3 | 65 | 18 | 3.53 | 27.3 | 29.35 | 29.59 | 6.97 | 22.63 | 5.73 | 1000 | 972.5 | 0.0285 | 0.023 | 0.966 | 0.1237
Kadmat | 2025-03-06 19:00 | 3 | 65 | 19 | 3.34 | 0 | 28.96 | 29.56 | 6.97 | 22.6 | 6.08 | 1000 | 933.9 | 0.0211 | 0 | 0.966 | 0.1313
Kadmat | 2025-03-06 20:00 | 3 | 65 | 20 | 3.24 | 0 | 28.76 | 29.53 | 6.97 | 22.56 | 6.14 | 1000 | 936.7 | 0.0177 | 0 | 0.966 | 0.1327
Kadmat | 2025-03-06 21:00 | 3 | 65 | 21 | 2.52 | 0 | 28.32 | 29.49 | 6.97 | 22.52 | 5.97 | 1000 | 860.6 | 0.0003 | 0 | 0.966 | 0.1289
Kadmat | 2025-03-06 22:00 | 3 | 65 | 22 | 2.75 | 0 | 27.88 | 29.45 | 6.97 | 22.49 | 6.01 | 1000 | 731.3 | 0.0045 | 0 | 0.966 | 0.1299
Kadmat | 2025-03-06 23:00 | 3 | 65 | 23 | 2.32 | 0 | 27.42 | 29.42 | 6.97 | 22.45 | 6.85 | 1000 | 579.4 | 0 | 0 | 0.966 | 0.1479
Kadmat | 2025-03-07 00:00 | 3 | 66 | 0 | 1.94 | 0 | 27.02 | 29.39 | 6.97 | 22.42 | 6 | 1000 | 496.3 | 0 | 0 | 0.966 | 0.1297
Kadmat | 2025-03-07 01:00 | 3 | 66 | 1 | 2.3 | 0 | 26.93 | 29.36 | 6.97 | 22.4 | 5.86 | 1000 | 456.8 | 0 | 0 | 0.966 | 0.1267
Kadmat | 2025-03-07 02:00 | 3 | 66 | 2 | 2.52 | 0 | 26.86 | 29.35 | 6.97 | 22.38 | 5.5 | 1000 | 482.4 | 0.0003 | 0 | 0.966 | 0.1188
Kadmat | 2025-03-07 03:00 | 3 | 66 | 3 | 1.74 | 0 | 27.02 | 29.35 | 6.97 | 22.38 | 5.04 | 1000 | 477.1 | 0 | 0 | 0.9658 | 0.1088
Kadmat | 2025-03-07 04:00 | 3 | 66 | 4 | 1.94 | 0 | 27.16 | 29.35 | 6.97 | 22.39 | 4.98 | 1000 | 479.8 | 0 | 0 | 0.966 | 0.1077
Kadmat | 2025-03-07 05:00 | 3 | 66 | 5 | 0.93 | 0 | 27.49 | 29.37 | 6.97 | 22.4 | 5.61 | 1000 | 504.2 | 0 | 0 | 0.966 | 0.1211
Kadmat | 2025-03-07 06:00 | 3 | 66 | 6 | 0.77 | 0 | 28 | 29.39 | 6.97 | 22.43 | 5.6 | 1000 | 574.2 | 0 | 0 | 0.966 | 0.1209
Kadmat | 2025-03-07 07:00 | 3 | 66 | 7 | 0.92 | 89.5 | 28.4 | 29.43 | 6.97 | 22.46 | 5.54 | 1000 | 640.5 | 0 | 0.0754 | 0.966 | 0.1197
Kadmat | 2025-03-07 08:00 | 3 | 66 | 8 | 0.83 | 389.6 | 28.92 | 29.46 | 6.97 | 22.5 | 5.55 | 1000 | 616.3 | 0 | 0.3207 | 0.966 | 0.1198
Kadmat | 2025-03-07 09:00 | 3 | 66 | 9 | 1.02 | 655 | 29.42 | 29.5 | 6.97 | 22.54 | 5.72 | 1000 | 692.3 | 0 | 0.5276 | 0.966 | 0.1235
Kadmat | 2025-03-07 10:00 | 3 | 66 | 10 | 1.33 | 859.8 | 29.96 | 29.54 | 6.97 | 22.58 | 5.43 | 1000 | 698.4 | 0 | 0.6804 | 0.966 | 0.1174
Kadmat | 2025-03-07 11:00 | 3 | 66 | 11 | 1.28 | 1000.3 | 30.39 | 29.58 | 6.97 | 22.61 | 5.01 | 1000 | 708.5 | 0 | 0.7816 | 0.966 | 0.1082
Kadmat | 2025-03-07 12:00 | 3 | 66 | 12 | 1.01 | 1017.9 | 30.53 | 29.61 | 6.97 | 22.65 | 5.29 | 1000 | 745.3 | 0 | 0.7939 | 0.966 | 0.1143
Kadmat | 2025-03-07 13:00 | 3 | 66 | 13 | 0.56 | 951.9 | 30.62 | 29.64 | 6.97 | 22.67 | 5.69 | 1000 | 722.9 | 0 | 0.746 | 0.966 | 0.1229
Kadmat | 2025-03-07 14:00 | 3 | 66 | 14 | 0.62 | 920 | 30.73 | 29.65 | 6.97 | 22.69 | 5.68 | 1000 | 757.7 | 0 | 0.7226 | 0.966 | 0.1227
Kadmat | 2025-03-07 15:00 | 3 | 66 | 15 | 0.41 | 728.2 | 30.52 | 29.66 | 6.97 | 22.69 | 6.01 | 1000 | 703.6 | 0 | 0.581 | 0.966 | 0.1298
Kadmat | 2025-03-07 16:00 | 3 | 66 | 16 | 0.23 | 464.2 | 30.31 | 29.66 | 6.96 | 22.69 | 5.62 | 1000 | 776 | 0 | 0.3781 | 0.966 | 0.1214
Kadmat | 2025-03-07 17:00 | 3 | 66 | 17 | 0.3 | 297.4 | 29.94 | 29.64 | 6.96 | 22.68 | 5.59 | 1000 | 823.4 | 0 | 0.2457 | 0.966 | 0.1208
Kadmat | 2025-03-07 18:00 | 3 | 66 | 18 | 0.47 | 28.8 | 29.79 | 29.62 | 6.96 | 22.65 | 5.7 | 1000 | 926.8 | 0 | 0.0242 | 0.966 | 0.123
Kadmat | 2025-03-07 19:00 | 3 | 66 | 19 | 0.58 | 0 | 29.33 | 29.59 | 6.96 | 22.62 | 6.44 | 1000 | 963.1 | 0 | 0 | 0.966 | 0.1391
Kadmat | 2025-03-07 20:00 | 3 | 66 | 20 | 0.79 | 0 | 28.82 | 29.55 | 6.96 | 22.59 | 7.7 | 1000 | 825.3 | 0 | 0 | 0.966 | 0.1664
Kadmat | 2025-03-07 21:00 | 3 | 66 | 21 | 0.64 | 0 | 28.63 | 29.52 | 6.96 | 22.55 | 7.4 | 1000 | 831.3 | 0 | 0 | 0.966 | 0.1599
Kadmat | 2025-03-07 22:00 | 3 | 66 | 22 | 0.87 | 0 | 28.23 | 29.48 | 6.96 | 22.51 | 6.63 | 1000 | 693.9 | 0 | 0 | 0.966 | 0.1432
Kadmat | 2025-03-07 23:00 | 3 | 66 | 23 | 1.08 | 0 | 27.78 | 29.44 | 6.96 | 22.48 | 7.41 | 1000 | 595.4 | 0 | 0 | 0.966 | 0.16
Kadmat | 2025-03-08 00:00 | 3 | 67 | 0 | 0.84 | 0 | 27.4 | 29.41 | 6.96 | 22.45 | 7.39 | 1000 | 497.6 | 0 | 0 | 0.966 | 0.1597
Kadmat | 2025-03-08 01:00 | 3 | 67 | 1 | 1.2 | 0 | 27.42 | 29.39 | 6.96 | 22.43 | 7.38 | 1000 | 491.6 | 0 | 0 | 0.966 | 0.1595
Kadmat | 2025-03-08 02:00 | 3 | 67 | 2 | 1.15 | 0 | 27.23 | 29.38 | 6.96 | 22.41 | 6.32 | 1000 | 466.3 | 0 | 0 | 0.966 | 0.1365
Kadmat | 2025-03-08 03:00 | 3 | 67 | 3 | 0.64 | 0 | 27.21 | 29.37 | 6.96 | 22.41 | 6.58 | 1000 | 453.2 | 0 | 0 | 0.966 | 0.1422
Kadmat | 2025-03-08 04:00 | 3 | 67 | 4 | 1 | 0 | 27.46 | 29.38 | 6.96 | 22.41 | 7.19 | 1000 | 459.3 | 0 | 0 | 0.966 | 0.1553
Kadmat | 2025-03-08 05:00 | 3 | 67 | 5 | 0.85 | 0 | 27.55 | 29.4 | 6.96 | 22.43 | 7.56 | 1000 | 492.5 | 0 | 0 | 0.966 | 0.1633
Kadmat | 2025-03-08 06:00 | 3 | 67 | 6 | 1.03 | 0 | 27.97 | 29.42 | 6.96 | 22.46 | 7.46 | 1000 | 545.2 | 0 | 0 | 0.966 | 0.161
Kadmat | 2025-03-08 07:00 | 3 | 67 | 7 | 1.37 | 115.7 | 28.21 | 29.45 | 6.96 | 22.49 | 7.99 | 1000 | 614.3 | 0 | 0.0975 | 0.966 | 0.1727
Kadmat | 2025-03-08 08:00 | 3 | 67 | 8 | 1.53 | 369.4 | 28.45 | 29.49 | 6.96 | 22.53 | 8.06 | 1000 | 682.4 | 0 | 0.3052 | 0.966 | 0.1742
Kadmat | 2025-03-08 09:00 | 3 | 67 | 9 | 1.71 | 563.3 | 28.87 | 29.53 | 6.96 | 22.57 | 8.29 | 1000 | 673.7 | 0 | 0.4579 | 0.966 | 0.1791
Kadmat | 2025-03-08 10:00 | 3 | 67 | 10 | 1.49 | 834.4 | 29.34 | 29.57 | 6.96 | 22.61 | 8.29 | 1000 | 714.8 | 0 | 0.6632 | 0.966 | 0.179
Kadmat | 2025-03-08 11:00 | 3 | 67 | 11 | 1.96 | 793.2 | 29.72 | 29.61 | 6.96 | 22.64 | 7.99 | 1000 | 725.9 | 0 | 0.6315 | 0.966 | 0.1727
Kadmat | 2025-03-08 12:00 | 3 | 67 | 12 | 1.94 | 967.1 | 29.88 | 29.64 | 6.96 | 22.68 | 6.86 | 1000 | 742.1 | 0 | 0.7592 | 0.966 | 0.1482
Kadmat | 2025-03-08 13:00 | 3 | 67 | 13 | 1.86 | 849.5 | 30.1 | 29.66 | 6.96 | 22.7 | 6.94 | 1000 | 691.6 | 0 | 0.6724 | 0.966 | 0.1498
Kadmat | 2025-03-08 14:00 | 3 | 67 | 14 | 1.75 | 838.9 | 30.1 | 29.68 | 6.96 | 22.72 | 7.47 | 1000 | 718.6 | 0 | 0.6646 | 0.966 | 0.1614
Kadmat | 2025-03-08 15:00 | 3 | 67 | 15 | 2.76 | 739.9 | 30.02 | 29.69 | 6.96 | 22.72 | 7.35 | 1000 | 700 | 0.0047 | 0.5909 | 0.966 | 0.1588
Kadmat | 2025-03-08 16:00 | 3 | 67 | 16 | 2.29 | 560.3 | 29.91 | 29.68 | 6.96 | 22.72 | 8.37 | 1000 | 763.1 | 0 | 0.4538 | 0.966 | 0.1808
Kadmat | 2025-03-08 17:00 | 3 | 67 | 17 | 1.86 | 299.2 | 29.37 | 29.67 | 6.96 | 22.71 | 7.44 | 1000 | 816.1 | 0 | 0.2476 | 0.966 | 0.1607
Kadmat | 2025-03-08 18:00 | 3 | 67 | 18 | 1.64 | 32 | 29.04 | 29.65 | 6.96 | 22.68 | 8.19 | 1000 | 903.2 | 0 | 0.027 | 0.966 | 0.177
Kadmat | 2025-03-08 19:00 | 3 | 67 | 19 | 1.46 | 0 | 28.57 | 29.62 | 6.96 | 22.65 | 8.1 | 1000 | 926.5 | 0 | 0 | 0.966 | 0.175
Kadmat | 2025-03-08 20:00 | 3 | 67 | 20 | 1.98 | 0 | 28.29 | 29.58 | 6.96 | 22.62 | 8.59 | 1000 | 910.7 | 0 | 0 | 0.966 | 0.1856
Kadmat | 2025-03-08 21:00 | 3 | 67 | 21 | 2.06 | 0 | 28.06 | 29.54 | 6.96 | 22.58 | 8.41 | 1000 | 860.5 | 0 | 0 | 0.966 | 0.1817
Kadmat | 2025-03-08 22:00 | 3 | 67 | 22 | 1.86 | 0 | 27.69 | 29.51 | 6.96 | 22.54 | 7.44 | 1000 | 709.1 | 0 | 0 | 0.966 | 0.1607
Kadmat | 2025-03-08 23:00 | 3 | 67 | 23 | 1.35 | 0 | 27.35 | 29.47 | 6.96 | 22.51 | 5.99 | 1000 | 577.4 | 0 | 0 | 0.966 | 0.1293
Kadmat | 2025-03-09 00:00 | 3 | 68 | 0 | 0.77 | 0 | 27.15 | 29.44 | 6.96 | 22.48 | 5.95 | 1000 | 492.1 | 0 | 0 | 0.966 | 0.1285
Kadmat | 2025-03-09 01:00 | 3 | 68 | 1 | 0.56 | 0 | 26.98 | 29.42 | 6.96 | 22.46 | 5.57 | 1000 | 480.6 | 0 | 0 | 0.966 | 0.1203
Kadmat | 2025-03-09 02:00 | 3 | 68 | 2 | 0.4 | 0 | 27.03 | 29.4 | 6.96 | 22.44 | 5.83 | 1000 | 441.3 | 0 | 0 | 0.966 | 0.1259
Kadmat | 2025-03-09 03:00 | 3 | 68 | 3 | 0.41 | 0 | 27.11 | 29.4 | 6.96 | 22.44 | 5.84 | 1000 | 452.8 | 0 | 0 | 0.966 | 0.1262
Kadmat | 2025-03-09 04:00 | 3 | 68 | 4 | 0.61 | 0 | 27.18 | 29.41 | 6.96 | 22.44 | 5.38 | 1000 | 495.9 | 0 | 0 | 0.966 | 0.1161
Kadmat | 2025-03-09 05:00 | 3 | 68 | 5 | 0.92 | 0 | 27.3 | 29.42 | 6.96 | 22.46 | 4.57 | 1000 | 493.2 | 0 | 0 | 0.966 | 0.0987
Kadmat | 2025-03-09 06:00 | 3 | 68 | 6 | 1.32 | 0 | 27.77 | 29.45 | 6.96 | 22.49 | 4.56 | 1000 | 568.3 | 0 | 0 | 0.966 | 0.0986
Kadmat | 2025-03-09 07:00 | 3 | 68 | 7 | 1.12 | 92.8 | 28.12 | 29.48 | 6.96 | 22.52 | 4.75 | 1000 | 627.9 | 0 | 0.0783 | 0.966 | 0.1026
Kadmat | 2025-03-09 08:00 | 3 | 68 | 8 | 1.42 | 324 | 28.66 | 29.52 | 6.96 | 22.55 | 4.38 | 1000 | 693.5 | 0 | 0.2683 | 0.966 | 0.0946
Kadmat | 2025-03-09 09:00 | 3 | 68 | 9 | 1.22 | 471.2 | 29.15 | 29.56 | 6.96 | 22.59 | 5.06 | 1000 | 686.4 | 0 | 0.3853 | 0.966 | 0.1094
Kadmat | 2025-03-09 10:00 | 3 | 68 | 10 | 1.54 | 692.2 | 29.69 | 29.6 | 6.96 | 22.63 | 5.06 | 1000 | 705.3 | 0 | 0.5554 | 0.966 | 0.1093
Kadmat | 2025-03-09 11:00 | 3 | 68 | 11 | 1.16 | 847.9 | 29.71 | 29.63 | 6.96 | 22.67 | 4.94 | 1000 | 747 | 0 | 0.6722 | 0.966 | 0.1067
Kadmat | 2025-03-09 12:00 | 3 | 68 | 12 | 1.18 | 832.2 | 30.14 | 29.67 | 6.96 | 22.7 | 4.73 | 1000 | 735.5 | 0 | 0.6596 | 0.966 | 0.1022
Kadmat | 2025-03-09 13:00 | 3 | 68 | 13 | 1.04 | 866.3 | 30.28 | 29.69 | 6.96 | 22.73 | 4.57 | 1000 | 721.8 | 0 | 0.6844 | 0.966 | 0.0987
Kadmat | 2025-03-09 14:00 | 3 | 68 | 14 | 0.58 | 666.9 | 30.43 | 29.71 | 6.96 | 22.75 | 4.39 | 1000 | 719.7 | 0 | 0.5347 | 0.966 | 0.0948
Kadmat | 2025-03-09 15:00 | 3 | 68 | 15 | 0.52 | 738 | 30.45 | 29.71 | 6.96 | 22.75 | 5.07 | 1000 | 693.6 | 0 | 0.5885 | 0.966 | 0.1095
Kadmat | 2025-03-09 16:00 | 3 | 68 | 16 | 0.71 | 475.2 | 30.42 | 29.71 | 6.96 | 22.75 | 4.83 | 1000 | 751 | 0 | 0.3866 | 0.966 | 0.1042
Kadmat | 2025-03-09 17:00 | 3 | 68 | 17 | 0.54 | 266.9 | 30.16 | 29.7 | 6.96 | 22.73 | 5.12 | 1000 | 780.3 | 0 | 0.2207 | 0.966 | 0.1106
Kadmat | 2025-03-09 18:00 | 3 | 68 | 18 | 0.51 | 26.4 | 29.67 | 29.67 | 6.96 | 22.71 | 4.63 | 1000 | 876 | 0 | 0.0223 | 0.966 | 0.1
Kadmat | 2025-03-09 19:00 | 3 | 68 | 19 | 0.98 | 0 | 29.26 | 29.64 | 6.96 | 22.68 | 4.44 | 1000 | 907.4 | 0 | 0 | 0.966 | 0.0959
Kadmat | 2025-03-09 20:00 | 3 | 68 | 20 | 0.89 | 0 | 29.13 | 29.61 | 6.96 | 22.65 | 4.42 | 1000 | 925.5 | 0 | 0 | 0.966 | 0.0955
Kadmat | 2025-03-09 21:00 | 3 | 68 | 21 | 0.93 | 0 | 28.77 | 29.57 | 6.96 | 22.61 | 5.28 | 1000 | 848.1 | 0 | 0 | 0.966 | 0.1141
Kadmat | 2025-03-09 22:00 | 3 | 68 | 22 | 0.87 | 0 | 28.38 | 29.53 | 6.96 | 22.57 | 4.79 | 1000 | 749.6 | 0 | 0 | 0.966 | 0.1035
Kadmat | 2025-03-09 23:00 | 3 | 68 | 23 | 1.26 | 0 | 27.88 | 29.5 | 6.96 | 22.54 | 4.59 | 1000 | 627.5 | 0 | 0 | 0.966 | 0.0992
Kadmat | 2025-03-10 00:00 | 3 | 69 | 0 | 1.55 | 0 | 27.69 | 29.47 | 6.96 | 22.51 | 4.48 | 1000 | 480.5 | 0 | 0 | 0.966 | 0.0968
Kadmat | 2025-03-10 01:00 | 3 | 69 | 1 | 1.14 | 0 | 27.52 | 29.44 | 6.96 | 22.48 | 4.08 | 1000 | 477.4 | 0 | 0 | 0.966 | 0.0881
Kadmat | 2025-03-10 02:00 | 3 | 69 | 2 | 1.18 | 0 | 27.11 | 29.43 | 6.96 | 22.47 | 3.8 | 1000 | 453.6 | 0 | 0 | 0.966 | 0.082
Kadmat | 2025-03-10 03:00 | 3 | 69 | 3 | 0.64 | 0 | 27 | 29.43 | 6.96 | 22.47 | 3.96 | 1000 | 460.5 | 0 | 0 | 0.966 | 0.0855
Kadmat | 2025-03-10 04:00 | 3 | 69 | 4 | 0.8 | 0 | 27.28 | 29.43 | 6.96 | 22.47 | 3.58 | 1000 | 462.6 | 0 | 0 | 0.966 | 0.0773
Kadmat | 2025-03-10 05:00 | 3 | 69 | 5 | 0.65 | 0 | 27.35 | 29.45 | 6.96 | 22.49 | 3.43 | 1000 | 512.9 | 0 | 0 | 0.966 | 0.0742
Kadmat | 2025-03-10 06:00 | 3 | 69 | 6 | 0.49 | 0 | 27.47 | 29.47 | 6.96 | 22.51 | 3.93 | 1000 | 568.3 | 0 | 0 | 0.966 | 0.0849
Kadmat | 2025-03-10 07:00 | 3 | 69 | 7 | 0.21 | 110.7 | 28.11 | 29.51 | 6.96 | 22.55 | 4.21 | 1000 | 604 | 0 | 0.0933 | 0.966 | 0.091
Kadmat | 2025-03-10 08:00 | 3 | 69 | 8 | 0.25 | 367.4 | 28.54 | 29.54 | 6.96 | 22.58 | 3.82 | 1000 | 663.8 | 0 | 0.3034 | 0.966 | 0.0824
Kadmat | 2025-03-10 09:00 | 3 | 69 | 9 | 0.37 | 605.9 | 28.98 | 29.58 | 6.96 | 22.62 | 4.11 | 1000 | 683.8 | 0 | 0.4907 | 0.966 | 0.0887
Kadmat | 2025-03-10 10:00 | 3 | 69 | 10 | 0.62 | 648.9 | 29.26 | 29.62 | 6.96 | 22.66 | 4.21 | 1000 | 743.2 | 0 | 0.5233 | 0.966 | 0.091
Kadmat | 2025-03-10 11:00 | 3 | 69 | 11 | 0.83 | 788.8 | 29.71 | 29.66 | 6.96 | 22.7 | 3.89 | 1000 | 722.4 | 0 | 0.6282 | 0.966 | 0.084
Kadmat | 2025-03-10 12:00 | 3 | 69 | 12 | 0.95 | 952 | 30.16 | 29.69 | 6.96 | 22.73 | 4.08 | 1000 | 741.5 | 0 | 0.7474 | 0.966 | 0.0881
Kadmat | 2025-03-10 13:00 | 3 | 69 | 13 | 0.76 | 949.2 | 30.55 | 29.72 | 6.96 | 22.76 | 4.04 | 1000 | 742.2 | 0 | 0.7442 | 0.966 | 0.0872
Kadmat | 2025-03-10 14:00 | 3 | 69 | 14 | 0.93 | 965.4 | 30.63 | 29.73 | 6.96 | 22.77 | 3.77 | 1000 | 732.2 | 0 | 0.7558 | 0.966 | 0.0814
Kadmat | 2025-03-10 15:00 | 3 | 69 | 15 | 1 | 691.1 | 30.71 | 29.74 | 6.96 | 22.78 | 4.16 | 1000 | 712.7 | 0 | 0.5525 | 0.966 | 0.0899
Kadmat | 2025-03-10 16:00 | 3 | 69 | 16 | 1.08 | 471.5 | 30.57 | 29.74 | 6.96 | 22.78 | 4.06 | 1000 | 753.9 | 0 | 0.3835 | 0.966 | 0.0876
Kadmat | 2025-03-10 17:00 | 3 | 69 | 17 | 1.21 | 294.1 | 30.36 | 29.72 | 6.96 | 22.76 | 4.43 | 1000 | 826.5 | 0 | 0.2426 | 0.966 | 0.0958
Kadmat | 2025-03-10 18:00 | 3 | 69 | 18 | 1.65 | 31.4 | 29.95 | 29.7 | 6.96 | 22.74 | 4.14 | 1000 | 889.3 | 0 | 0.0264 | 0.966 | 0.0895
Kadmat | 2025-03-10 19:00 | 3 | 69 | 19 | 1.74 | 0 | 29.53 | 29.67 | 6.96 | 22.71 | 4.12 | 1000 | 937.6 | 0 | 0 | 0.966 | 0.089
Kadmat | 2025-03-10 20:00 | 3 | 69 | 20 | 1.77 | 0 | 29.18 | 29.64 | 6.96 | 22.68 | 4.23 | 1000 | 875.5 | 0 | 0 | 0.966 | 0.0913
Kadmat | 2025-03-10 21:00 | 3 | 69 | 21 | 1.8 | 0 | 28.64 | 29.6 | 6.96 | 22.64 | 4.21 | 1000 | 841.5 | 0 | 0 | 0.966 | 0.0909
Kadmat | 2025-03-10 22:00 | 3 | 69 | 22 | 1.28 | 0 | 28.07 | 29.56 | 6.96 | 22.6 | 4.01 | 1000 | 705.9 | 0 | 0 | 0.966 | 0.0867
Kadmat | 2025-03-10 23:00 | 3 | 69 | 23 | 1.19 | 0 | 27.64 | 29.52 | 6.96 | 22.57 | 4.07 | 1000 | 570.3 | 0 | 0 | 0.966 | 0.0879
Kadmat | 2025-03-11 00:00 | 3 | 70 | 0 | 1.27 | 0 | 27.35 | 29.49 | 6.96 | 22.54 | 4 | 1000 | 496.9 | 0 | 0 | 0.966 | 0.0864
Kadmat | 2025-03-11 01:00 | 3 | 70 | 1 | 1.09 | 0 | 27.15 | 29.47 | 6.96 | 22.51 | 4.21 | 1000 | 469.6 | 0 | 0 | 0.966 | 0.091
Kadmat | 2025-03-11 02:00 | 3 | 70 | 2 | 0.97 | 0 | 27.28 | 29.46 | 6.96 | 22.5 | 4.06 | 1000 | 480.1 | 0 | 0 | 0.966 | 0.0877
Kadmat | 2025-03-11 03:00 | 3 | 70 | 3 | 1 | 0 | 27.21 | 29.45 | 6.96 | 22.5 | 3.48 | 1000 | 464.8 | 0 | 0 | 0.966 | 0.0752
Kadmat | 2025-03-11 04:00 | 3 | 70 | 4 | 0.83 | 0 | 27.51 | 29.46 | 6.96 | 22.5 | 3.38 | 1000 | 463.4 | 0 | 0 | 0.966 | 0.0731
Kadmat | 2025-03-11 05:00 | 3 | 70 | 5 | 0.5 | 0 | 27.76 | 29.48 | 6.96 | 22.52 | 3.33 | 1000 | 494.1 | 0 | 0 | 0.966 | 0.0719
Kadmat | 2025-03-11 06:00 | 3 | 70 | 6 | 0.55 | 0 | 27.98 | 29.5 | 6.96 | 22.54 | 3.83 | 1000 | 560 | 0 | 0 | 0.966 | 0.0827
Kadmat | 2025-03-11 07:00 | 3 | 70 | 7 | 0.47 | 105.9 | 28.27 | 29.53 | 6.96 | 22.57 | 3.75 | 1000 | 630.6 | 0 | 0.0892 | 0.966 | 0.0809
Kadmat | 2025-03-11 08:00 | 3 | 70 | 8 | 0.48 | 390.5 | 28.48 | 29.57 | 6.96 | 22.61 | 3.34 | 1000 | 673.9 | 0 | 0.322 | 0.966 | 0.0722
Kadmat | 2025-03-11 09:00 | 3 | 70 | 9 | 0.51 | 584.8 | 29 | 29.61 | 6.96 | 22.65 | 3.58 | 1000 | 702.6 | 0 | 0.4743 | 0.966 | 0.0773
Kadmat | 2025-03-11 10:00 | 3 | 70 | 10 | 1.09 | 871.4 | 29.43 | 29.65 | 6.96 | 22.69 | 3.95 | 1000 | 697 | 0 | 0.6904 | 0.966 | 0.0853
Kadmat | 2025-03-11 11:00 | 3 | 70 | 11 | 1.06 | 888 | 29.58 | 29.69 | 6.96 | 22.73 | 3.8 | 1000 | 703.5 | 0 | 0.7022 | 0.966 | 0.0821
Kadmat | 2025-03-11 12:00 | 3 | 70 | 12 | 1.74 | 849.9 | 30.23 | 29.72 | 6.96 | 22.76 | 3.98 | 1000 | 713.3 | 0 | 0.6724 | 0.966 | 0.086
Kadmat | 2025-03-11 13:00 | 3 | 70 | 13 | 2.07 | 1010.8 | 30.24 | 29.75 | 6.96 | 22.79 | 3.98 | 1000 | 694.7 | 0 | 0.7897 | 0.966 | 0.086
Kadmat | 2025-03-11 14:00 | 3 | 70 | 14 | 2.29 | 971 | 30.41 | 29.76 | 6.96 | 22.8 | 4.23 | 1000 | 710.6 | 0 | 0.7605 | 0.966 | 0.0914
Kadmat | 2025-03-11 15:00 | 3 | 70 | 15 | 2.36 | 646.4 | 30.27 | 29.77 | 6.96 | 22.81 | 3.57 | 1000 | 724.7 | 0 | 0.5194 | 0.966 | 0.0771
Kadmat | 2025-03-11 16:00 | 3 | 70 | 16 | 2.57 | 517.3 | 29.98 | 29.76 | 6.96 | 22.81 | 3.03 | 1000 | 740.1 | 0.0012 | 0.4202 | 0.966 | 0.0654
Kadmat | 2025-03-11 17:00 | 3 | 70 | 17 | 3.19 | 238.8 | 29.74 | 29.75 | 6.96 | 22.79 | 2.86 | 1000 | 822.5 | 0.016 | 0.1983 | 0.966 | 0.0618
Kadmat | 2025-03-11 18:00 | 3 | 70 | 18 | 2.75 | 33.9 | 29.32 | 29.73 | 6.96 | 22.77 | 2.81 | 1000 | 939.1 | 0.0044 | 0.0286 | 0.966 | 0.0607
Kadmat | 2025-03-11 19:00 | 3 | 70 | 19 | 2.18 | 0 | 29.13 | 29.7 | 6.96 | 22.74 | 2.98 | 1000 | 861.1 | 0 | 0 | 0.966 | 0.0644
Kadmat | 2025-03-11 20:00 | 3 | 70 | 20 | 1.54 | 0 | 28.88 | 29.66 | 6.96 | 22.7 | 2.35 | 1000 | 902.4 | 0 | 0 | 0.966 | 0.0508
Kadmat | 2025-03-11 21:00 | 3 | 70 | 21 | 1.66 | 0 | 28.41 | 29.62 | 6.96 | 22.67 | 2.48 | 1000 | 835.8 | 0 | 0 | 0.966 | 0.0535
Kadmat | 2025-03-11 22:00 | 3 | 70 | 22 | 0.82 | 0 | 27.99 | 29.59 | 6.96 | 22.63 | 2.45 | 1000 | 694.4 | 0 | 0 | 0.966 | 0.053
Kadmat | 2025-03-11 23:00 | 3 | 70 | 23 | 0.74 | 0 | 27.7 | 29.55 | 6.96 | 22.59 | 2.67 | 1000 | 600.3 | 0 | 0 | 0.966 | 0.0577
Kadmat | 2025-03-12 00:00 | 3 | 71 | 0 | 0.6 | 0 | 27.59 | 29.52 | 6.96 | 22.56 | 2.72 | 1000 | 501.4 | 0 | 0 | 0.966 | 0.0587
Kadmat | 2025-03-12 01:00 | 3 | 71 | 1 | 0.49 | 0 | 27.45 | 29.5 | 6.96 | 22.54 | 3.24 | 1000 | 477.2 | 0 | 0 | 0.966 | 0.0699
Kadmat | 2025-03-12 02:00 | 3 | 71 | 2 | 0.7 | 0 | 27.36 | 29.49 | 6.96 | 22.53 | 3.13 | 1000 | 473 | 0 | 0 | 0.966 | 0.0677
Kadmat | 2025-03-12 03:00 | 3 | 71 | 3 | 0.65 | 0 | 27.55 | 29.48 | 6.96 | 22.52 | 2.95 | 1000 | 479.3 | 0 | 0 | 0.966 | 0.0637
Kadmat | 2025-03-12 04:00 | 3 | 71 | 4 | 0.54 | 0 | 27.27 | 29.49 | 6.96 | 22.53 | 3.29 | 1000 | 460 | 0 | 0 | 0.966 | 0.0711
Kadmat | 2025-03-12 05:00 | 3 | 71 | 5 | 0.46 | 0 | 27.48 | 29.5 | 6.96 | 22.55 | 3.68 | 1000 | 509.1 | 0 | 0 | 0.966 | 0.0794
Kadmat | 2025-03-12 06:00 | 3 | 71 | 6 | 0.41 | 0 | 27.77 | 29.53 | 6.96 | 22.57 | 3.55 | 1000 | 568.7 | 0 | 0 | 0.966 | 0.0767
Kadmat | 2025-03-12 07:00 | 3 | 71 | 7 | 0.57 | 118.5 | 28.17 | 29.56 | 6.96 | 22.6 | 3.36 | 1000 | 586.8 | 0 | 0.0998 | 0.966 | 0.0727
Kadmat | 2025-03-12 08:00 | 3 | 71 | 8 | 0.64 | 359.5 | 28.9 | 29.6 | 6.96 | 22.64 | 3.19 | 1000 | 636.9 | 0 | 0.2967 | 0.966 | 0.069
Kadmat | 2025-03-12 09:00 | 3 | 71 | 9 | 0.78 | 568.1 | 29.42 | 29.64 | 6.96 | 22.68 | 2.91 | 1000 | 725.6 | 0 | 0.4607 | 0.966 | 0.0629
Kadmat | 2025-03-12 10:00 | 3 | 71 | 10 | 1.01 | 714.3 | 29.69 | 29.68 | 6.96 | 22.72 | 3.18 | 1000 | 725.9 | 0 | 0.5722 | 0.966 | 0.0686
Kadmat | 2025-03-12 11:00 | 3 | 71 | 11 | 1.21 | 787.6 | 30.17 | 29.72 | 6.96 | 22.76 | 2.97 | 1000 | 722.1 | 0 | 0.6263 | 0.966 | 0.0641
Kadmat | 2025-03-12 12:00 | 3 | 71 | 12 | 1.42 | 729.1 | 30.54 | 29.75 | 6.96 | 22.79 | 3.28 | 1000 | 704.9 | 0 | 0.5816 | 0.966 | 0.0708
Kadmat | 2025-03-12 13:00 | 3 | 71 | 13 | 1.84 | 892.2 | 30.73 | 29.77 | 6.96 | 22.82 | 3.68 | 1000 | 699.7 | 0 | 0.7022 | 0.966 | 0.0796
Kadmat | 2025-03-12 14:00 | 3 | 71 | 14 | 1.23 | 833.4 | 30.93 | 29.79 | 6.96 | 22.83 | 3.47 | 1000 | 692.6 | 0 | 0.6584 | 0.966 | 0.075
Kadmat | 2025-03-12 15:00 | 3 | 71 | 15 | 1.19 | 719.5 | 30.71 | 29.79 | 6.96 | 22.84 | 3.32 | 1000 | 722.4 | 0 | 0.574 | 0.966 | 0.0717
Kadmat | 2025-03-12 16:00 | 3 | 71 | 16 | 1.24 | 437.5 | 30.68 | 29.79 | 6.96 | 22.83 | 3.71 | 1000 | 736.9 | 0 | 0.3566 | 0.966 | 0.0801
Kadmat | 2025-03-12 17:00 | 3 | 71 | 17 | 1.73 | 243.6 | 30.36 | 29.78 | 6.96 | 22.82 | 4.03 | 1000 | 787.3 | 0 | 0.2017 | 0.966 | 0.0871
Kadmat | 2025-03-12 18:00 | 3 | 71 | 18 | 1.47 | 29.4 | 30.01 | 29.75 | 6.96 | 22.8 | 3.84 | 1000 | 885.2 | 0 | 0.0248 | 0.966 | 0.083
Kadmat | 2025-03-12 19:00 | 3 | 71 | 19 | 1.22 | 0 | 29.61 | 29.72 | 6.96 | 22.77 | 4.26 | 1000 | 916.3 | 0 | 0 | 0.966 | 0.0919
Kadmat | 2025-03-12 20:00 | 3 | 71 | 20 | 1.47 | 0 | 29.28 | 29.69 | 6.96 | 22.73 | 4.21 | 1000 | 904.1 | 0 | 0 | 0.966 | 0.091
Kadmat | 2025-03-12 21:00 | 3 | 71 | 21 | 1.51 | 0 | 28.7 | 29.65 | 6.96 | 22.7 | 3.66 | 1000 | 859.7 | 0 | 0 | 0.966 | 0.079
Kadmat | 2025-03-12 22:00 | 3 | 71 | 22 | 2.22 | 0 | 28.23 | 29.61 | 6.96 | 22.66 | 3.31 | 1000 | 698.9 | 0 | 0 | 0.966 | 0.0714
Kadmat | 2025-03-12 23:00 | 3 | 71 | 23 | 1.72 | 0 | 28 | 29.58 | 6.96 | 22.62 | 3.22 | 1000 | 583.4 | 0 | 0 | 0.966 | 0.0696
Kadmat | 2025-03-13 00:00 | 3 | 72 | 0 | 1.31 | 0 | 27.8 | 29.55 | 6.96 | 22.59 | 3.15 | 1000 | 497.3 | 0 | 0 | 0.966 | 0.0681
Kadmat | 2025-03-13 01:00 | 3 | 72 | 1 | 1.93 | 0 | 27.74 | 29.53 | 6.96 | 22.57 | 3.22 | 1000 | 494.5 | 0 | 0 | 0.966 | 0.0697
Kadmat | 2025-03-13 02:00 | 3 | 72 | 2 | 1.17 | 0 | 27.75 | 29.51 | 6.96 | 22.56 | 3.2 | 1000 | 467.5 | 0 | 0 | 0.966 | 0.069
Kadmat | 2025-03-13 03:00 | 3 | 72 | 3 | 1.89 | 0 | 27.77 | 29.51 | 6.96 | 22.55 | 3.37 | 1000 | 455.6 | 0 | 0 | 0.966 | 0.0728
Kadmat | 2025-03-13 04:00 | 3 | 72 | 4 | 2.13 | 0 | 27.85 | 29.51 | 6.96 | 22.56 | 3.81 | 1000 | 459.2 | 0 | 0 | 0.966 | 0.0823
Kadmat | 2025-03-13 05:00 | 3 | 72 | 5 | 1.98 | 0 | 28.01 | 29.53 | 6.96 | 22.58 | 3.71 | 1000 | 513.5 | 0 | 0 | 0.966 | 0.0802
Kadmat | 2025-03-13 06:00 | 3 | 72 | 6 | 1.83 | 0 | 28.27 | 29.56 | 6.96 | 22.6 | 3.88 | 1000 | 592.9 | 0 | 0 | 0.966 | 0.0839
Kadmat | 2025-03-13 07:00 | 3 | 72 | 7 | 1.68 | 113.3 | 28.85 | 29.59 | 6.96 | 22.63 | 3.94 | 1000 | 601.9 | 0 | 0.0952 | 0.966 | 0.0851
Kadmat | 2025-03-13 08:00 | 3 | 72 | 8 | 2.7 | 350 | 29.26 | 29.63 | 6.96 | 22.67 | 4.2 | 1000 | 661.3 | 0.0036 | 0.2886 | 0.966 | 0.0908
Kadmat | 2025-03-13 09:00 | 3 | 72 | 9 | 2.44 | 518.4 | 29.6 | 29.67 | 6.96 | 22.71 | 4.05 | 1000 | 713.9 | 0 | 0.4217 | 0.966 | 0.0876
Kadmat | 2025-03-13 10:00 | 3 | 72 | 10 | 2.7 | 707.9 | 30.12 | 29.71 | 6.96 | 22.75 | 4.07 | 1000 | 710.2 | 0.0035 | 0.5665 | 0.966 | 0.088
Kadmat | 2025-03-13 11:00 | 3 | 72 | 11 | 1.97 | 835.4 | 30.4 | 29.74 | 6.96 | 22.79 | 4.52 | 1000 | 738.8 | 0 | 0.6613 | 0.966 | 0.0976
Kadmat | 2025-03-13 12:00 | 3 | 72 | 12 | 2.24 | 823.6 | 30.6 | 29.77 | 6.96 | 22.82 | 4.81 | 1000 | 737.2 | 0 | 0.652 | 0.966 | 0.1038
Kadmat | 2025-03-13 13:00 | 3 | 72 | 13 | 2.42 | 824.3 | 30.49 | 29.8 | 6.96 | 22.84 | 4.9 | 1000 | 707 | 0 | 0.6528 | 0.966 | 0.1057
Kadmat | 2025-03-13 14:00 | 3 | 72 | 14 | 2.82 | 788.8 | 30.63 | 29.82 | 6.95 | 22.86 | 4.69 | 1000 | 722.3 | 0.0058 | 0.626 | 0.966 | 0.1014
Kadmat | 2025-03-13 15:00 | 3 | 72 | 15 | 2.43 | 674.2 | 30.44 | 29.82 | 6.95 | 22.87 | 4.84 | 1000 | 729.2 | 0 | 0.5403 | 0.966 | 0.1046
Kadmat | 2025-03-13 16:00 | 3 | 72 | 16 | 2.53 | 448.2 | 30.3 | 29.82 | 6.95 | 22.86 | 3.98 | 1000 | 750.9 | 0.0006 | 0.3655 | 0.966 | 0.086
Kadmat | 2025-03-13 17:00 | 3 | 72 | 17 | 2.73 | 234 | 30.34 | 29.8 | 6.95 | 22.85 | 3.81 | 1000 | 860.2 | 0.0042 | 0.1939 | 0.966 | 0.0823
Kadmat | 2025-03-13 18:00 | 3 | 72 | 18 | 1.88 | 29.7 | 30.02 | 29.78 | 6.95 | 22.83 | 3.32 | 1000 | 926.2 | 0 | 0.025 | 0.966 | 0.0717
Kadmat | 2025-03-13 19:00 | 3 | 72 | 19 | 2 | 0 | 29.68 | 29.75 | 6.95 | 22.8 | 3 | 1000 | 904.3 | 0 | 0 | 0.966 | 0.0649
Kadmat | 2025-03-13 20:00 | 3 | 72 | 20 | 2.53 | 0 | 29.47 | 29.72 | 6.95 | 22.76 | 3.22 | 1000 | 898.9 | 0.0006 | 0 | 0.966 | 0.0696
Kadmat | 2025-03-13 21:00 | 3 | 72 | 21 | 2.06 | 0 | 28.81 | 29.68 | 6.95 | 22.72 | 2.98 | 1000 | 867.9 | 0 | 0 | 0.966 | 0.0643
Kadmat | 2025-03-13 22:00 | 3 | 72 | 22 | 2.28 | 0 | 28.27 | 29.64 | 6.95 | 22.69 | 3.26 | 1000 | 699.6 | 0 | 0 | 0.966 | 0.0705
Kadmat | 2025-03-13 23:00 | 3 | 72 | 23 | 2.61 | 0 | 27.95 | 29.61 | 6.95 | 22.65 | 3.17 | 1000 | 609 | 0.002 | 0 | 0.966 | 0.0685
Kadmat | 2025-03-14 00:00 | 3 | 73 | 0 | 2.81 | 0 | 27.49 | 29.58 | 6.95 | 22.62 | 3.48 | 1000 | 494.2 | 0.0056 | 0 | 0.966 | 0.0751
Kadmat | 2025-03-14 01:00 | 3 | 73 | 1 | 2.45 | 0 | 27.56 | 29.55 | 6.95 | 22.6 | 4.02 | 1000 | 490.4 | 0 | 0 | 0.966 | 0.0869
Kadmat | 2025-03-14 02:00 | 3 | 73 | 2 | 2.22 | 0 | 27.57 | 29.54 | 6.95 | 22.59 | 3.96 | 1000 | 434.1 | 0 | 0 | 0.966 | 0.0855
Kadmat | 2025-03-14 03:00 | 3 | 73 | 3 | 2.71 | 0 | 27.59 | 29.54 | 6.95 | 22.58 | 3.56 | 1000 | 455.2 | 0.0038 | 0 | 0.966 | 0.0769
Kadmat | 2025-03-14 04:00 | 3 | 73 | 4 | 3.03 | 0 | 27.77 | 29.54 | 6.95 | 22.59 | 3.2 | 1000 | 494.8 | 0.0103 | 0 | 0.966 | 0.0692
Kadmat | 2025-03-14 05:00 | 3 | 73 | 5 | 4.28 | 0 | 27.87 | 29.56 | 6.95 | 22.6 | 3.72 | 1000 | 526.2 | 0.0676 | 0 | 0.966 | 0.0803
Kadmat | 2025-03-14 06:00 | 3 | 73 | 6 | 3.98 | 0 | 28.23 | 29.58 | 6.95 | 22.63 | 3.64 | 1000 | 568 | 0.0494 | 0 | 0.966 | 0.0786
Kadmat | 2025-03-14 07:00 | 3 | 73 | 7 | 3.83 | 137.9 | 28.63 | 29.62 | 6.95 | 22.66 | 2.96 | 1000 | 643 | 0.0426 | 0.1158 | 0.966 | 0.0639
Kadmat | 2025-03-14 08:00 | 3 | 73 | 8 | 3.65 | 396.9 | 28.92 | 29.65 | 6.95 | 22.7 | 3.08 | 1000 | 686.6 | 0.0341 | 0.3266 | 0.966 | 0.0666
Kadmat | 2025-03-14 09:00 | 3 | 73 | 9 | 3.66 | 607.9 | 29.25 | 29.69 | 6.95 | 22.74 | 2.95 | 1000 | 699.2 | 0.0346 | 0.4918 | 0.966 | 0.0637
Kadmat | 2025-03-14 10:00 | 3 | 73 | 10 | 4.1 | 770 | 29.49 | 29.73 | 6.95 | 22.78 | 2.86 | 1000 | 700.3 | 0.0568 | 0.6147 | 0.966 | 0.0618
Kadmat | 2025-03-14 11:00 | 3 | 73 | 11 | 4.06 | 911.6 | 29.87 | 29.77 | 6.95 | 22.82 | 2.91 | 1000 | 746.1 | 0.0539 | 0.7188 | 0.966 | 0.0629
Kadmat | 2025-03-14 12:00 | 3 | 73 | 12 | 3.94 | 1048.6 | 30.08 | 29.8 | 6.95 | 22.85 | 2.88 | 1000 | 747.4 | 0.0477 | 0.8173 | 0.966 | 0.0622
Kadmat | 2025-03-14 13:00 | 3 | 73 | 13 | 4.52 | 1003 | 30.17 | 29.83 | 6.95 | 22.87 | 2.95 | 1000 | 743.2 | 0.0827 | 0.7843 | 0.966 | 0.0638
Kadmat | 2025-03-14 14:00 | 3 | 73 | 14 | 4 | 888.3 | 30.04 | 29.84 | 6.95 | 22.89 | 2.79 | 1000 | 708.6 | 0.0504 | 0.7012 | 0.966 | 0.0602
Kadmat | 2025-03-14 15:00 | 3 | 73 | 15 | 4.03 | 779 | 29.72 | 29.85 | 6.95 | 22.9 | 2.97 | 1000 | 696.5 | 0.0524 | 0.6209 | 0.966 | 0.0643
Kadmat | 2025-03-14 16:00 | 3 | 73 | 16 | 4.1 | 529.8 | 29.56 | 29.85 | 6.95 | 22.89 | 2.76 | 1000 | 758.8 | 0.0563 | 0.4306 | 0.966 | 0.0595
Kadmat | 2025-03-14 17:00 | 3 | 73 | 17 | 4.27 | 318 | 29.26 | 29.83 | 6.95 | 22.88 | 3.02 | 1000 | 834.5 | 0.0671 | 0.2629 | 0.966 | 0.0651
Kadmat | 2025-03-14 18:00 | 3 | 73 | 18 | 4.57 | 27.7 | 29.06 | 29.81 | 6.95 | 22.86 | 2.87 | 1000 | 911.2 | 0.0863 | 0.0235 | 0.966 | 0.0621
Kadmat | 2025-03-14 19:00 | 3 | 73 | 19 | 4.99 | 0 | 28.77 | 29.78 | 6.95 | 22.83 | 3.44 | 1000 | 895.4 | 0.1166 | 0 | 0.966 | 0.0742
Kadmat | 2025-03-14 20:00 | 3 | 73 | 20 | 3.47 | 0 | 28.29 | 29.74 | 6.95 | 22.79 | 3.65 | 1000 | 890 | 0.0259 | 0 | 0.966 | 0.0789
Kadmat | 2025-03-14 21:00 | 3 | 73 | 21 | 3.19 | 0 | 27.8 | 29.71 | 6.95 | 22.75 | 3.34 | 1000 | 853.6 | 0.016 | 0 | 0.966 | 0.0722
Kadmat | 2025-03-14 22:00 | 3 | 73 | 22 | 2.77 | 0 | 27.37 | 29.67 | 6.95 | 22.72 | 3.5 | 1000 | 733.6 | 0.0048 | 0 | 0.966 | 0.0755
Kadmat | 2025-03-14 23:00 | 3 | 73 | 23 | 2.12 | 0 | 27.14 | 29.63 | 6.95 | 22.68 | 3.79 | 1000 | 582 | 0 | 0 | 0.966 | 0.0819
Kadmat | 2025-03-15 00:00 | 3 | 74 | 0 | 1.94 | 0 | 26.87 | 29.6 | 6.95 | 22.65 | 3.99 | 1000 | 514.2 | 0 | 0 | 0.966 | 0.0861
Kadmat | 2025-03-15 01:00 | 3 | 74 | 1 | 2.24 | 0 | 26.62 | 29.58 | 6.95 | 22.63 | 4.18 | 1000 | 470.8 | 0 | 0 | 0.966 | 0.0904
Kadmat | 2025-03-15 02:00 | 3 | 74 | 2 | 2.07 | 0 | 26.61 | 29.57 | 6.95 | 22.61 | 4.57 | 1000 | 481.5 | 0 | 0 | 0.966 | 0.0986
Kadmat | 2025-03-15 03:00 | 3 | 74 | 3 | 2.31 | 0 | 26.67 | 29.56 | 6.95 | 22.61 | 4.57 | 1000 | 441.5 | 0 | 0 | 0.966 | 0.0987
Kadmat | 2025-03-15 04:00 | 3 | 74 | 4 | 2.04 | 0 | 26.8 | 29.57 | 6.95 | 22.62 | 4.66 | 1000 | 422.4 | 0 | 0 | 0.966 | 0.1007
Kadmat | 2025-03-15 05:00 | 3 | 74 | 5 | 1.82 | 0 | 27.2 | 29.59 | 6.95 | 22.63 | 4.33 | 1000 | 497.1 | 0 | 0 | 0.966 | 0.0934
Kadmat | 2025-03-15 06:00 | 3 | 74 | 6 | 2.06 | 0 | 27.54 | 29.61 | 6.95 | 22.66 | 4.32 | 1000 | 560.1 | 0 | 0 | 0.966 | 0.0934
Kadmat | 2025-03-15 07:00 | 3 | 74 | 7 | 2.29 | 113.7 | 27.99 | 29.64 | 6.95 | 22.69 | 4.13 | 1000 | 614.3 | 0 | 0.0959 | 0.966 | 0.0892
Kadmat | 2025-03-15 08:00 | 3 | 74 | 8 | 1.77 | 387.3 | 28.4 | 29.68 | 6.95 | 22.73 | 4.08 | 1000 | 649 | 0 | 0.3195 | 0.966 | 0.0882
Kadmat | 2025-03-15 09:00 | 3 | 74 | 9 | 2.19 | 679.1 | 28.65 | 29.72 | 6.95 | 22.77 | 3.62 | 1000 | 681.2 | 0 | 0.5476 | 0.966 | 0.0781
Kadmat | 2025-03-15 10:00 | 3 | 74 | 10 | 2.16 | 795.4 | 29.23 | 29.76 | 6.95 | 22.81 | 3.58 | 1000 | 710.4 | 0 | 0.6343 | 0.966 | 0.0773
Kadmat | 2025-03-15 11:00 | 3 | 74 | 11 | 2.47 | 890.1 | 29.54 | 29.8 | 6.95 | 22.84 | 3.31 | 1000 | 748.2 | 0 | 0.7038 | 0.966 | 0.0715
Kadmat | 2025-03-15 12:00 | 3 | 74 | 12 | 2.75 | 1013.4 | 29.94 | 29.83 | 6.95 | 22.88 | 3.26 | 1000 | 732.9 | 0.0046 | 0.7925 | 0.966 | 0.0705
Kadmat | 2025-03-15 13:00 | 3 | 74 | 13 | 3.23 | 947 | 30.41 | 29.85 | 6.95 | 22.9 | 3.21 | 1000 | 724.2 | 0.0174 | 0.7431 | 0.966 | 0.0693
Kadmat | 2025-03-15 14:00 | 3 | 74 | 14 | 2.77 | 820.3 | 30.55 | 29.87 | 6.95 | 22.92 | 3.66 | 1000 | 723.4 | 0.0049 | 0.6497 | 0.966 | 0.0792
Kadmat | 2025-03-15 15:00 | 3 | 74 | 15 | 2.88 | 695 | 30.5 | 29.88 | 6.95 | 22.92 | 3.49 | 1000 | 738.2 | 0.0068 | 0.5559 | 0.966 | 0.0753
Kadmat | 2025-03-15 16:00 | 3 | 74 | 16 | 3.76 | 542.4 | 30.09 | 29.87 | 6.95 | 22.92 | 3.34 | 1000 | 725 | 0.039 | 0.4396 | 0.966 | 0.0722
Kadmat | 2025-03-15 17:00 | 3 | 74 | 17 | 4.56 | 299.6 | 30.07 | 29.86 | 6.95 | 22.91 | 3.95 | 1000 | 787.2 | 0.0855 | 0.2473 | 0.966 | 0.0854
Kadmat | 2025-03-15 18:00 | 3 | 74 | 18 | 4.64 | 34.7 | 29.83 | 29.84 | 6.95 | 22.88 | 4.55 | 1000 | 918.5 | 0.0913 | 0.0292 | 0.966 | 0.0983
Kadmat | 2025-03-15 19:00 | 3 | 74 | 19 | 4.12 | 0 | 29.42 | 29.81 | 6.95 | 22.85 | 4.45 | 1000 | 893.5 | 0.0576 | 0 | 0.966 | 0.0962
Kadmat | 2025-03-15 20:00 | 3 | 74 | 20 | 4.29 | 0 | 28.86 | 29.77 | 6.95 | 22.82 | 4.43 | 1000 | 925.8 | 0.0683 | 0 | 0.966 | 0.0958
Kadmat | 2025-03-15 21:00 | 3 | 74 | 21 | 4.42 | 0 | 28.54 | 29.73 | 6.95 | 22.78 | 4.48 | 1000 | 849.9 | 0.0758 | 0 | 0.966 | 0.0968
Kadmat | 2025-03-15 22:00 | 3 | 74 | 22 | 3.82 | 0 | 27.95 | 29.7 | 6.95 | 22.74 | 4.66 | 1000 | 715 | 0.042 | 0 | 0.966 | 0.1007
Kadmat | 2025-03-15 23:00 | 3 | 74 | 23 | 3.98 | 0 | 27.82 | 29.66 | 6.95 | 22.71 | 4.22 | 1000 | 615 | 0.0495 | 0 | 0.966 | 0.0912
Kadmat | 2025-03-16 00:00 | 3 | 75 | 0 | 4.5 | 0 | 27.33 | 29.63 | 6.95 | 22.68 | 4.12 | 1000 | 522.9 | 0.0813 | 0 | 0.966 | 0.0889
Kadmat | 2025-03-16 01:00 | 3 | 75 | 1 | 4 | 0 | 26.85 | 29.61 | 6.95 | 22.66 | 4.17 | 1000 | 471.9 | 0.0503 | 0 | 0.966 | 0.09
Kadmat | 2025-03-16 02:00 | 3 | 75 | 2 | 3.51 | 0 | 26.83 | 29.59 | 6.95 | 22.64 | 4.24 | 1000 | 469.7 | 0.0274 | 0 | 0.966 | 0.0915
Kadmat | 2025-03-16 03:00 | 3 | 75 | 3 | 3.93 | 0 | 26.84 | 29.59 | 6.95 | 22.64 | 3.74 | 1000 | 469.5 | 0.0469 | 0 | 0.966 | 0.0809
Kadmat | 2025-03-16 04:00 | 3 | 75 | 4 | 3.47 | 0 | 27.03 | 29.6 | 6.95 | 22.65 | 3.77 | 1000 | 473.3 | 0.0259 | 0 | 0.966 | 0.0815
Kadmat | 2025-03-16 05:00 | 3 | 75 | 5 | 2.26 | 0 | 27.25 | 29.61 | 6.95 | 22.66 | 3.41 | 1000 | 496.5 | 0 | 0 | 0.966 | 0.0737
Kadmat | 2025-03-16 06:00 | 3 | 75 | 6 | 1.62 | 0 | 27.69 | 29.64 | 6.95 | 22.69 | 3.09 | 1000 | 579.5 | 0 | 0 | 0.966 | 0.0666
Kadmat | 2025-03-16 07:00 | 3 | 75 | 7 | 1.5 | 137.6 | 28.14 | 29.67 | 6.95 | 22.72 | 3.46 | 1000 | 629.8 | 0 | 0.1157 | 0.966 | 0.0746
Kadmat | 2025-03-16 08:00 | 3 | 75 | 8 | 0.94 | 427.9 | 28.7 | 29.71 | 6.95 | 22.76 | 3.81 | 1000 | 639 | 0 | 0.3516 | 0.966 | 0.0823
Kadmat | 2025-03-16 09:00 | 3 | 75 | 9 | 1.13 | 666.1 | 29.03 | 29.75 | 6.95 | 22.8 | 3.92 | 1000 | 702.4 | 0 | 0.5369 | 0.966 | 0.0847
Kadmat | 2025-03-16 10:00 | 3 | 75 | 10 | 1.1 | 799.6 | 29.22 | 29.79 | 6.95 | 22.84 | 3.91 | 1000 | 683.4 | 0 | 0.6375 | 0.966 | 0.0844
Kadmat | 2025-03-16 11:00 | 3 | 75 | 11 | 0.86 | 923 | 29.38 | 29.82 | 6.95 | 22.87 | 4.27 | 1000 | 742.3 | 0 | 0.7285 | 0.966 | 0.0922
Kadmat | 2025-03-16 12:00 | 3 | 75 | 12 | 1.05 | 880.5 | 29.85 | 29.86 | 6.95 | 22.91 | 3.99 | 1000 | 745.4 | 0 | 0.696 | 0.966 | 0.0862
Kadmat | 2025-03-16 13:00 | 3 | 75 | 13 | 0.55 | 939.1 | 29.95 | 29.88 | 6.95 | 22.93 | 3.79 | 1000 | 734.6 | 0 | 0.7386 | 0.966 | 0.082
Kadmat | 2025-03-16 14:00 | 3 | 75 | 14 | 0.78 | 837.5 | 30.11 | 29.9 | 6.95 | 22.95 | 3.78 | 1000 | 733.6 | 0 | 0.6635 | 0.966 | 0.0817
Kadmat | 2025-03-16 15:00 | 3 | 75 | 15 | 1.05 | 707.9 | 30 | 29.9 | 6.95 | 22.95 | 4.13 | 1000 | 734.2 | 0 | 0.5668 | 0.966 | 0.0891
Kadmat | 2025-03-16 16:00 | 3 | 75 | 16 | 0.95 | 552.6 | 30.1 | 29.9 | 6.95 | 22.95 | 3.98 | 1000 | 757.6 | 0 | 0.4475 | 0.966 | 0.0859
Kadmat | 2025-03-16 17:00 | 3 | 75 | 17 | 0.82 | 250.4 | 29.62 | 29.88 | 6.95 | 22.93 | 3.99 | 1000 | 796.4 | 0 | 0.2078 | 0.966 | 0.0862
Kadmat | 2025-03-16 18:00 | 3 | 75 | 18 | 1.62 | 35.8 | 29.2 | 29.86 | 6.95 | 22.91 | 4.2 | 1000 | 902 | 0 | 0.0303 | 0.966 | 0.0907
Kadmat | 2025-03-16 19:00 | 3 | 75 | 19 | 2.45 | 0 | 28.75 | 29.83 | 6.95 | 22.88 | 3.75 | 1000 | 851.8 | 0 | 0 | 0.966 | 0.081
Kadmat | 2025-03-16 20:00 | 3 | 75 | 20 | 2.93 | 0 | 28.5 | 29.8 | 6.95 | 22.85 | 3.4 | 1000 | 921.5 | 0.0077 | 0 | 0.966 | 0.0734
Kadmat | 2025-03-16 21:00 | 3 | 75 | 21 | 3.06 | 0 | 28.12 | 29.76 | 6.95 | 22.81 | 3.19 | 1000 | 857.5 | 0.0112 | 0 | 0.966 | 0.069
Kadmat | 2025-03-16 22:00 | 3 | 75 | 22 | 3.17 | 0 | 27.59 | 29.72 | 6.95 | 22.77 | 3.68 | 1000 | 725.1 | 0.0152 | 0 | 0.966 | 0.0794
Kadmat | 2025-03-16 23:00 | 3 | 75 | 23 | 4.38 | 0 | 27.29 | 29.69 | 6.95 | 22.74 | 4.13 | 1000 | 598.8 | 0.0737 | 0 | 0.966 | 0.0893
Kadmat | 2025-03-17 00:00 | 3 | 76 | 0 | 3.9 | 0 | 27.13 | 29.66 | 6.95 | 22.71 | 4.11 | 1000 | 503.8 | 0.0459 | 0 | 0.966 | 0.0888
Kadmat | 2025-03-17 01:00 | 3 | 76 | 1 | 4.15 | 0 | 26.93 | 29.63 | 6.95 | 22.68 | 4.09 | 1000 | 462.8 | 0.0599 | 0 | 0.966 | 0.0883
Kadmat | 2025-03-17 02:00 | 3 | 76 | 2 | 5.13 | 0 | 27.05 | 29.62 | 6.95 | 22.67 | 3.95 | 1000 | 457.2 | 0.1279 | 0 | 0.966 | 0.0854
Kadmat | 2025-03-17 03:00 | 3 | 76 | 3 | 5.78 | 0 | 26.89 | 29.61 | 6.95 | 22.66 | 4.31 | 1000 | 479.7 | 0.1855 | 0 | 0.966 | 0.0931
Kadmat | 2025-03-17 04:00 | 3 | 76 | 4 | 4.85 | 0 | 27.01 | 29.62 | 6.95 | 22.67 | 4.66 | 1000 | 475.3 | 0.1059 | 0 | 0.966 | 0.1006
Kadmat | 2025-03-17 05:00 | 3 | 76 | 5 | 4.2 | 0 | 27.36 | 29.64 | 6.95 | 22.69 | 4.05 | 1000 | 488.7 | 0.0624 | 0 | 0.966 | 0.0874
Kadmat | 2025-03-17 06:00 | 3 | 76 | 6 | 4.86 | 0 | 27.6 | 29.66 | 6.95 | 22.71 | 4.04 | 1000 | 566.9 | 0.1068 | 0 | 0.966 | 0.0872
Kadmat | 2025-03-17 07:00 | 3 | 76 | 7 | 4.51 | 135.9 | 27.96 | 29.69 | 6.95 | 22.74 | 4.38 | 1000 | 626.6 | 0.082 | 0.1144 | 0.966 | 0.0946
Kadmat | 2025-03-17 08:00 | 3 | 76 | 8 | 5.44 | 357.9 | 28.61 | 29.73 | 6.95 | 22.78 | 4.28 | 1000 | 663 | 0.1532 | 0.2957 | 0.966 | 0.0925
Kadmat | 2025-03-17 09:00 | 3 | 76 | 9 | 5.08 | 581.9 | 28.92 | 29.77 | 6.95 | 22.82 | 4.01 | 1000 | 687.6 | 0.1236 | 0.4722 | 0.966 | 0.0866
Kadmat | 2025-03-17 10:00 | 3 | 76 | 10 | 5.69 | 787.6 | 29.27 | 29.81 | 6.95 | 22.86 | 3.7 | 1000 | 747.8 | 0.1765 | 0.6284 | 0.966 | 0.08
Kadmat | 2025-03-17 11:00 | 3 | 76 | 11 | 5.85 | 881.7 | 29.9 | 29.85 | 6.95 | 22.9 | 3.82 | 1000 | 747.7 | 0.1927 | 0.6967 | 0.966 | 0.0825
Kadmat | 2025-03-17 12:00 | 3 | 76 | 12 | 6.44 | 1035.1 | 30.19 | 29.88 | 6.95 | 22.93 | 3.95 | 1000 | 755.4 | 0.2572 | 0.8073 | 0.966 | 0.0854
Kadmat | 2025-03-17 13:00 | 3 | 76 | 13 | 7.5 | 834.1 | 30.19 | 29.9 | 6.95 | 22.95 | 4 | 1000 | 741.3 | 0.4021 | 0.6608 | 0.966 | 0.0864
Kadmat | 2025-03-17 14:00 | 3 | 76 | 14 | 8.33 | 897.6 | 30.12 | 29.92 | 6.95 | 22.97 | 3.64 | 1000 | 692.2 | 0.5357 | 0.7078 | 0.966 | 0.0785
Kadmat | 2025-03-17 15:00 | 3 | 76 | 15 | 8.46 | 773.9 | 29.95 | 29.93 | 6.95 | 22.98 | 3.79 | 1000 | 717 | 0.5563 | 0.6165 | 0.966 | 0.0818
Kadmat | 2025-03-17 16:00 | 3 | 76 | 16 | 8.21 | 574.2 | 29.78 | 29.92 | 6.95 | 22.97 | 3.85 | 1000 | 724.1 | 0.5147 | 0.4648 | 0.966 | 0.0831
Kadmat | 2025-03-17 17:00 | 3 | 76 | 17 | 9.21 | 302.8 | 29.52 | 29.91 | 6.95 | 22.96 | 4.1 | 1000 | 796.7 | 0.6731 | 0.2504 | 0.966 | 0.0886
Kadmat | 2025-03-17 18:00 | 3 | 76 | 18 | 9.07 | 30.5 | 29.33 | 29.88 | 6.95 | 22.93 | 3.88 | 1000 | 872.5 | 0.6534 | 0.0258 | 0.966 | 0.0838
Kadmat | 2025-03-17 19:00 | 3 | 76 | 19 | 7.82 | 0 | 29.11 | 29.85 | 6.95 | 22.9 | 3.81 | 1000 | 969.2 | 0.4519 | 0 | 0.966 | 0.0824
Kadmat | 2025-03-17 20:00 | 3 | 76 | 20 | 7.4 | 0 | 28.77 | 29.82 | 6.95 | 22.87 | 3.93 | 1000 | 921.8 | 0.3872 | 0 | 0.966 | 0.0849
Kadmat | 2025-03-17 21:00 | 3 | 76 | 21 | 6.64 | 0 | 28.25 | 29.78 | 6.95 | 22.83 | 3.31 | 1000 | 851.8 | 0.2832 | 0 | 0.966 | 0.0716
Kadmat | 2025-03-17 22:00 | 3 | 76 | 22 | 7.49 | 0 | 27.75 | 29.74 | 6.95 | 22.79 | 3.13 | 1000 | 724.2 | 0.3998 | 0 | 0.966 | 0.0677
Kadmat | 2025-03-17 23:00 | 3 | 76 | 23 | 6.12 | 0 | 27.35 | 29.71 | 6.95 | 22.76 | 3.28 | 1000 | 583.3 | 0.221 | 0 | 0.966 | 0.0708
Kadmat | 2025-03-18 00:00 | 3 | 77 | 0 | 4.53 | 0 | 27.03 | 29.68 | 6.95 | 22.73 | 3.51 | 1000 | 532.6 | 0.0833 | 0 | 0.966 | 0.0759
Kadmat | 2025-03-18 01:00 | 3 | 77 | 1 | 4.46 | 0 | 26.83 | 29.66 | 6.95 | 22.71 | 3.88 | 1000 | 483.5 | 0.0787 | 0 | 0.966 | 0.0837
Kadmat | 2025-03-18 02:00 | 3 | 77 | 2 | 4.09 | 0 | 26.67 | 29.64 | 6.95 | 22.69 | 4 | 1000 | 462.5 | 0.0557 | 0 | 0.966 | 0.0865
Kadmat | 2025-03-18 03:00 | 3 | 77 | 3 | 3.03 | 0 | 26.9 | 29.64 | 6.95 | 22.69 | 4.02 | 1000 | 440.3 | 0.01 | 0 | 0.966 | 0.0869
Kadmat | 2025-03-18 04:00 | 3 | 77 | 4 | 2.66 | 0 | 26.94 | 29.64 | 6.95 | 22.69 | 4.05 | 1000 | 452.8 | 0.0029 | 0 | 0.966 | 0.0874
Kadmat | 2025-03-18 05:00 | 3 | 77 | 5 | 3.6 | 0 | 27.2 | 29.66 | 6.95 | 22.71 | 4.08 | 1000 | 511.1 | 0.0316 | 0 | 0.966 | 0.0882
Kadmat | 2025-03-18 06:00 | 3 | 77 | 6 | 4.19 | 0 | 27.48 | 29.68 | 6.95 | 22.73 | 4.36 | 1000 | 578.6 | 0.0623 | 0 | 0.966 | 0.0941
Kadmat | 2025-03-18 07:00 | 3 | 77 | 7 | 4.02 | 132 | 27.77 | 29.72 | 6.95 | 22.77 | 4.43 | 1000 | 643.6 | 0.0518 | 0.1112 | 0.966 | 0.0957
Kadmat | 2025-03-18 08:00 | 3 | 77 | 8 | 4.14 | 427.1 | 28.04 | 29.75 | 6.95 | 22.8 | 4.31 | 1000 | 636.7 | 0.059 | 0.3518 | 0.966 | 0.0931
Kadmat | 2025-03-18 09:00 | 3 | 77 | 9 | 4.31 | 511.1 | 28.57 | 29.79 | 6.95 | 22.84 | 4.57 | 1000 | 671.8 | 0.0691 | 0.4175 | 0.966 | 0.0987
Kadmat | 2025-03-18 10:00 | 3 | 77 | 10 | 5.8 | 786.1 | 28.92 | 29.83 | 6.95 | 22.88 | 4.13 | 1000 | 732.8 | 0.1873 | 0.6281 | 0.966 | 0.0893
Kadmat | 2025-03-18 11:00 | 3 | 77 | 11 | 5.93 | 948.3 | 29.23 | 29.87 | 6.95 | 22.92 | 4.33 | 1000 | 764.4 | 0.2006 | 0.7474 | 0.966 | 0.0935
Kadmat | 2025-03-18 12:00 | 3 | 77 | 12 | 4.93 | 1006.1 | 29.42 | 29.9 | 6.95 | 22.95 | 4.33 | 1000 | 749.3 | 0.1117 | 0.7888 | 0.966 | 0.0935
Kadmat | 2025-03-18 13:00 | 3 | 77 | 13 | 4.76 | 756.2 | 29.57 | 29.93 | 6.95 | 22.98 | 4.33 | 1000 | 733.4 | 0.0997 | 0.6041 | 0.966 | 0.0936
Kadmat | 2025-03-18 14:00 | 3 | 77 | 14 | 5.66 | 837 | 29.82 | 29.94 | 6.95 | 22.99 | 3.93 | 1000 | 736.4 | 0.1742 | 0.6639 | 0.966 | 0.0848
Kadmat | 2025-03-18 15:00 | 3 | 77 | 15 | 5.44 | 777.5 | 29.77 | 29.95 | 6.95 | 23 | 4.22 | 1000 | 707.8 | 0.1531 | 0.6196 | 0.966 | 0.0912
Kadmat | 2025-03-18 16:00 | 3 | 77 | 16 | 4.7 | 481.4 | 29.76 | 29.94 | 6.95 | 22.99 | 4.2 | 1000 | 696.1 | 0.0951 | 0.3924 | 0.966 | 0.0907
Kadmat | 2025-03-18 17:00 | 3 | 77 | 17 | 4.58 | 297.2 | 29.71 | 29.93 | 6.95 | 22.98 | 4.68 | 1000 | 818.2 | 0.0869 | 0.2456 | 0.966 | 0.1012
Kadmat | 2025-03-18 18:00 | 3 | 77 | 18 | 4.56 | 29.7 | 29.44 | 29.91 | 6.95 | 22.96 | 4.62 | 1000 | 909.3 | 0.0855 | 0.025 | 0.966 | 0.0998
Kadmat | 2025-03-18 19:00 | 3 | 77 | 19 | 5.19 | 0 | 29.1 | 29.88 | 6.95 | 22.93 | 4.73 | 1000 | 941 | 0.1328 | 0 | 0.966 | 0.1022
Kadmat | 2025-03-18 20:00 | 3 | 77 | 20 | 5.74 | 0 | 28.63 | 29.84 | 6.95 | 22.89 | 4.93 | 1000 | 920.5 | 0.1821 | 0 | 0.966 | 0.1066
Kadmat | 2025-03-18 21:00 | 3 | 77 | 21 | 5.91 | 0 | 28.31 | 29.8 | 6.95 | 22.85 | 4.86 | 1000 | 846.2 | 0.1985 | 0 | 0.966 | 0.1049
Kadmat | 2025-03-18 22:00 | 3 | 77 | 22 | 6.11 | 0 | 27.68 | 29.77 | 6.95 | 22.82 | 4.51 | 1000 | 713.7 | 0.2191 | 0 | 0.966 | 0.0974
Kadmat | 2025-03-18 23:00 | 3 | 77 | 23 | 5.85 | 0 | 27.29 | 29.73 | 6.95 | 22.78 | 4.56 | 1000 | 615.9 | 0.1924 | 0 | 0.966 | 0.0984
Kadmat | 2025-03-19 00:00 | 3 | 78 | 0 | 5.85 | 0 | 27.04 | 29.7 | 6.95 | 22.75 | 5.09 | 1000 | 493.7 | 0.1922 | 0 | 0.966 | 0.11
Kadmat | 2025-03-19 01:00 | 3 | 78 | 1 | 5.39 | 0 | 26.88 | 29.68 | 6.95 | 22.73 | 4.58 | 1000 | 494.1 | 0.1496 | 0 | 0.966 | 0.0988
Kadmat | 2025-03-19 02:00 | 3 | 78 | 2 | 5.28 | 0 | 26.91 | 29.66 | 6.95 | 22.71 | 4.33 | 1000 | 470.4 | 0.1398 | 0 | 0.966 | 0.0934
Kadmat | 2025-03-19 03:00 | 3 | 78 | 3 | 5.48 | 0 | 26.99 | 29.66 | 6.95 | 22.71 | 3.97 | 1000 | 423.9 | 0.1568 | 0 | 0.966 | 0.0857
Kadmat | 2025-03-19 04:00 | 3 | 78 | 4 | 4.13 | 0 | 27.19 | 29.67 | 6.95 | 22.72 | 3.78 | 1000 | 446.9 | 0.0586 | 0 | 0.966 | 0.0816
Kadmat | 2025-03-19 05:00 | 3 | 78 | 5 | 4.36 | 0 | 27.4 | 29.68 | 6.95 | 22.73 | 3.69 | 1000 | 529.5 | 0.0723 | 0 | 0.966 | 0.0796
Kadmat | 2025-03-19 06:00 | 3 | 78 | 6 | 3.84 | 0 | 27.74 | 29.71 | 6.95 | 22.76 | 3.95 | 1000 | 582.7 | 0.0428 | 0 | 0.966 | 0.0853
Kadmat | 2025-03-19 07:00 | 3 | 78 | 7 | 3.5 | 153.1 | 28.04 | 29.74 | 6.95 | 22.79 | 3.76 | 1000 | 613.5 | 0.027 | 0.1286 | 0.966 | 0.0812
Kadmat | 2025-03-19 08:00 | 3 | 78 | 8 | 3.23 | 408 | 28.53 | 29.78 | 6.95 | 22.83 | 4 | 1000 | 703.2 | 0.0173 | 0.3359 | 0.966 | 0.0865
Kadmat | 2025-03-19 09:00 | 3 | 78 | 9 | 3.27 | 648.1 | 28.91 | 29.82 | 6.95 | 22.87 | 3.72 | 1000 | 685.6 | 0.0187 | 0.5233 | 0.966 | 0.0803
Kadmat | 2025-03-19 10:00 | 3 | 78 | 10 | 3.86 | 893.6 | 29.51 | 29.86 | 6.95 | 22.91 | 3.82 | 1000 | 727.3 | 0.0437 | 0.7065 | 0.966 | 0.0825
Kadmat | 2025-03-19 11:00 | 3 | 78 | 11 | 3.79 | 1028.1 | 29.8 | 29.89 | 6.95 | 22.94 | 4.03 | 1000 | 719.5 | 0.0408 | 0.8035 | 0.966 | 0.0871
Kadmat | 2025-03-19 12:00 | 3 | 78 | 12 | 3.5 | 991.7 | 29.91 | 29.92 | 6.95 | 22.97 | 4.68 | 1000 | 698.2 | 0.0269 | 0.7769 | 0.966 | 0.1011
Kadmat | 2025-03-19 13:00 | 3 | 78 | 13 | 4.33 | 1060.4 | 30.15 | 29.95 | 6.95 | 23 | 4.87 | 1000 | 753.9 | 0.0708 | 0.8255 | 0.966 | 0.1052
Kadmat | 2025-03-19 14:00 | 3 | 78 | 14 | 4.19 | 820.5 | 30.19 | 29.97 | 6.95 | 23.02 | 4.48 | 1000 | 737.2 | 0.0621 | 0.6507 | 0.966 | 0.0967
Kadmat | 2025-03-19 15:00 | 3 | 78 | 15 | 4.89 | 783.7 | 29.95 | 29.97 | 6.95 | 23.02 | 4.76 | 1000 | 728.6 | 0.1093 | 0.6239 | 0.966 | 0.1028
Kadmat | 2025-03-19 16:00 | 3 | 78 | 16 | 4.8 | 447.3 | 29.95 | 29.97 | 6.95 | 23.02 | 4.83 | 1000 | 735.5 | 0.1025 | 0.3653 | 0.966 | 0.1044
Kadmat | 2025-03-19 17:00 | 3 | 78 | 17 | 5.03 | 268.1 | 29.66 | 29.95 | 6.95 | 23 | 5.26 | 1000 | 837.5 | 0.1193 | 0.2222 | 0.966 | 0.1135
Kadmat | 2025-03-19 18:00 | 3 | 78 | 18 | 5.01 | 37 | 29.08 | 29.93 | 6.95 | 22.98 | 5.1 | 1000 | 894.8 | 0.1177 | 0.0312 | 0.966 | 0.1102
Kadmat | 2025-03-19 19:00 | 3 | 78 | 19 | 4.33 | 0 | 28.92 | 29.9 | 6.95 | 22.95 | 5.67 | 1000 | 919.7 | 0.0707 | 0 | 0.966 | 0.1224
Kadmat | 2025-03-19 20:00 | 3 | 78 | 20 | 4.22 | 0 | 28.56 | 29.87 | 6.95 | 22.92 | 6.22 | 1000 | 901 | 0.064 | 0 | 0.966 | 0.1343
Kadmat | 2025-03-19 21:00 | 3 | 78 | 21 | 4.57 | 0 | 28.03 | 29.83 | 6.95 | 22.88 | 6.23 | 1000 | 795.6 | 0.0861 | 0 | 0.966 | 0.1347
Kadmat | 2025-03-19 22:00 | 3 | 78 | 22 | 3.81 | 0 | 27.45 | 29.79 | 6.95 | 22.84 | 6.12 | 1000 | 723.8 | 0.0416 | 0 | 0.966 | 0.1322
Kadmat | 2025-03-19 23:00 | 3 | 78 | 23 | 4.63 | 0 | 27.21 | 29.75 | 6.95 | 22.8 | 5.94 | 1000 | 611 | 0.0905 | 0 | 0.966 | 0.1284
Kadmat | 2025-03-20 00:00 | 3 | 79 | 0 | 4.6 | 0 | 26.83 | 29.72 | 6.95 | 22.77 | 5.76 | 1000 | 516.5 | 0.0881 | 0 | 0.966 | 0.1244
Kadmat | 2025-03-20 01:00 | 3 | 79 | 1 | 4.38 | 0 | 26.85 | 29.7 | 6.95 | 22.75 | 5.4 | 1000 | 498.4 | 0.0734 | 0 | 0.966 | 0.1167
Kadmat | 2025-03-20 02:00 | 3 | 79 | 2 | 3.79 | 0 | 26.73 | 29.69 | 6.95 | 22.74 | 5.23 | 1000 | 478.9 | 0.0405 | 0 | 0.966 | 0.1129
Kadmat | 2025-03-20 03:00 | 3 | 79 | 3 | 3.46 | 0 | 26.75 | 29.68 | 6.95 | 22.73 | 5.09 | 1000 | 453 | 0.0257 | 0 | 0.966 | 0.1099
Kadmat | 2025-03-20 04:00 | 3 | 79 | 4 | 4.13 | 0 | 27 | 29.69 | 6.95 | 22.74 | 4.59 | 1000 | 462.2 | 0.0584 | 0 | 0.966 | 0.0992
Kadmat | 2025-03-20 05:00 | 3 | 79 | 5 | 4.6 | 0 | 27.33 | 29.71 | 6.95 | 22.76 | 4.58 | 1000 | 514.8 | 0.0882 | 0 | 0.966 | 0.0989
Kadmat | 2025-03-20 06:00 | 3 | 79 | 6 | 4.42 | 0 | 27.63 | 29.73 | 6.95 | 22.78 | 4.78 | 1000 | 598.2 | 0.0762 | 0 | 0.966 | 0.1032
Kadmat | 2025-03-20 07:00 | 3 | 79 | 7 | 3.68 | 129.9 | 28.07 | 29.76 | 6.95 | 22.81 | 4.48 | 1000 | 619.2 | 0.0356 | 0.1093 | 0.966 | 0.0967
Kadmat | 2025-03-20 08:00 | 3 | 79 | 8 | 3.7 | 394.2 | 28.45 | 29.8 | 6.95 | 22.85 | 4.38 | 1000 | 644.6 | 0.0365 | 0.325 | 0.966 | 0.0945
Kadmat | 2025-03-20 09:00 | 3 | 79 | 9 | 3.77 | 589.4 | 28.73 | 29.84 | 6.95 | 22.89 | 3.91 | 1000 | 672.9 | 0.0399 | 0.4784 | 0.966 | 0.0845
Kadmat | 2025-03-20 10:00 | 3 | 79 | 10 | 3.14 | 802.3 | 29.18 | 29.88 | 6.95 | 22.93 | 3.87 | 1000 | 713.5 | 0.0142 | 0.6396 | 0.966 | 0.0836
Kadmat | 2025-03-20 11:00 | 3 | 79 | 11 | 3.42 | 927.4 | 29.26 | 29.92 | 6.95 | 22.97 | 4.15 | 1000 | 759.4 | 0.0241 | 0.732 | 0.966 | 0.0896
Kadmat | 2025-03-20 12:00 | 3 | 79 | 12 | 3.33 | 912.8 | 29.74 | 29.95 | 6.95 | 23 | 4.48 | 1000 | 699.2 | 0.021 | 0.72 | 0.966 | 0.0967
Kadmat | 2025-03-20 13:00 | 3 | 79 | 13 | 2.99 | 858.7 | 30.1 | 29.97 | 6.95 | 23.02 | 4.63 | 1000 | 706.6 | 0.0089 | 0.6793 | 0.966 | 0.0999
Kadmat | 2025-03-20 14:00 | 3 | 79 | 14 | 3.55 | 829.4 | 29.97 | 29.99 | 6.95 | 23.04 | 4.19 | 1000 | 726.9 | 0.0294 | 0.6578 | 0.966 | 0.0905
Kadmat | 2025-03-20 15:00 | 3 | 79 | 15 | 3.11 | 648.5 | 29.82 | 29.99 | 6.95 | 23.04 | 4.05 | 1000 | 694.4 | 0.0128 | 0.5219 | 0.966 | 0.0875
Kadmat | 2025-03-20 16:00 | 3 | 79 | 16 | 2.53 | 462.1 | 29.67 | 29.99 | 6.95 | 23.04 | 3.82 | 1000 | 726.4 | 0.0006 | 0.3774 | 0.966 | 0.0826
Kadmat | 2025-03-20 17:00 | 3 | 79 | 17 | 2.66 | 246.7 | 29.46 | 29.98 | 6.95 | 23.03 | 3.69 | 1000 | 819.9 | 0.0029 | 0.2049 | 0.966 | 0.0796
Kadmat | 2025-03-20 18:00 | 3 | 79 | 18 | 2.39 | 30.1 | 29.5 | 29.95 | 6.95 | 23 | 3.86 | 1000 | 909.9 | 0 | 0.0254 | 0.966 | 0.0834
Kadmat | 2025-03-20 19:00 | 3 | 79 | 19 | 2.92 | 0 | 28.9 | 29.92 | 6.95 | 22.97 | 4.45 | 1000 | 904.8 | 0.0075 | 0 | 0.966 | 0.0962
Kadmat | 2025-03-20 20:00 | 3 | 79 | 20 | 2.58 | 0 | 28.48 | 29.89 | 6.95 | 22.94 | 4.3 | 1000 | 900.6 | 0.0014 | 0 | 0.966 | 0.0928
Kadmat | 2025-03-20 21:00 | 3 | 79 | 21 | 2.5 | 0 | 28.11 | 29.85 | 6.95 | 22.9 | 4.5 | 1000 | 851.5 | 0 | 0 | 0.966 | 0.0973
Kadmat | 2025-03-20 22:00 | 3 | 79 | 22 | 2.18 | 0 | 27.79 | 29.81 | 6.95 | 22.86 | 4.5 | 1000 | 755.3 | 0 | 0 | 0.966 | 0.0972
Kadmat | 2025-03-20 23:00 | 3 | 79 | 23 | 2.59 | 0 | 27.24 | 29.78 | 6.95 | 22.83 | 4.48 | 1000 | 572.4 | 0.0016 | 0 | 0.966 | 0.0968
Kadmat | 2025-03-21 00:00 | 3 | 80 | 0 | 2.51 | 0 | 26.9 | 29.75 | 6.95 | 22.8 | 4.47 | 1000 | 532.1 | 0.0003 | 0 | 0.966 | 0.0965
Kadmat | 2025-03-21 01:00 | 3 | 80 | 1 | 1.44 | 0 | 26.76 | 29.72 | 6.95 | 22.77 | 4.53 | 1000 | 493.1 | 0 | 0 | 0.966 | 0.0978
Kadmat | 2025-03-21 02:00 | 3 | 80 | 2 | 2.69 | 0 | 26.96 | 29.71 | 6.95 | 22.76 | 4.18 | 1000 | 494.3 | 0.0035 | 0 | 0.966 | 0.0904
Kadmat | 2025-03-21 03:00 | 3 | 80 | 3 | 2.19 | 0 | 26.99 | 29.71 | 6.95 | 22.76 | 4.4 | 1000 | 471.1 | 0 | 0 | 0.966 | 0.0951
Kadmat | 2025-03-21 04:00 | 3 | 80 | 4 | 2.47 | 0 | 27.12 | 29.71 | 6.95 | 22.76 | 4.28 | 1000 | 451.2 | 0 | 0 | 0.966 | 0.0924
Kadmat | 2025-03-21 05:00 | 3 | 80 | 5 | 2.63 | 0 | 27.33 | 29.73 | 6.95 | 22.78 | 4.16 | 1000 | 499.3 | 0.0024 | 0 | 0.966 | 0.0899
Kadmat | 2025-03-21 06:00 | 3 | 80 | 6 | 2.99 | 0 | 27.69 | 29.75 | 6.95 | 22.8 | 4.36 | 1000 | 605.7 | 0.0088 | 0 | 0.966 | 0.0942
Kadmat | 2025-03-21 07:00 | 3 | 80 | 7 | 2.73 | 143.7 | 27.99 | 29.78 | 6.95 | 22.83 | 4.4 | 1000 | 651.4 | 0.0041 | 0.1209 | 0.966 | 0.0951
Kadmat | 2025-03-21 08:00 | 3 | 80 | 8 | 2.97 | 397.7 | 28.33 | 29.82 | 6.95 | 22.87 | 4.4 | 1000 | 626.3 | 0.0084 | 0.328 | 0.966 | 0.0949
Kadmat | 2025-03-21 09:00 | 3 | 80 | 9 | 2.8 | 666.1 | 28.82 | 29.86 | 6.95 | 22.91 | 4.24 | 1000 | 666.8 | 0.0053 | 0.5373 | 0.966 | 0.0915
Kadmat | 2025-03-21 10:00 | 3 | 80 | 10 | 2.53 | 796.5 | 29.17 | 29.9 | 6.95 | 22.95 | 4.14 | 1000 | 692.6 | 0.0005 | 0.6353 | 0.966 | 0.0894
Kadmat | 2025-03-21 11:00 | 3 | 80 | 11 | 2.22 | 1033.8 | 29.56 | 29.94 | 6.95 | 22.99 | 4.38 | 1000 | 773.4 | 0 | 0.8083 | 0.966 | 0.0946
Kadmat | 2025-03-21 12:00 | 3 | 80 | 12 | 2.56 | 1073.6 | 29.96 | 29.97 | 6.95 | 23.02 | 4.68 | 1000 | 736.7 | 0.001 | 0.8356 | 0.966 | 0.1011
Kadmat | 2025-03-21 13:00 | 3 | 80 | 13 | 3.33 | 937.3 | 30.25 | 30 | 6.95 | 23.05 | 5.09 | 1000 | 737.2 | 0.0208 | 0.7365 | 0.966 | 0.1098
Kadmat | 2025-03-21 14:00 | 3 | 80 | 14 | 4.51 | 902.1 | 30.07 | 30.01 | 6.95 | 23.06 | 5.37 | 1000 | 697 | 0.0817 | 0.7113 | 0.966 | 0.116
Kadmat | 2025-03-21 15:00 | 3 | 80 | 15 | 4.53 | 786.3 | 30.2 | 30.02 | 6.95 | 23.07 | 5.16 | 1000 | 733.4 | 0.083 | 0.6252 | 0.966 | 0.1114
Kadmat | 2025-03-21 16:00 | 3 | 80 | 16 | 4.83 | 529.7 | 30.12 | 30.01 | 6.95 | 23.06 | 5.04 | 1000 | 709.4 | 0.1048 | 0.4296 | 0.966 | 0.1089
Kadmat | 2025-03-21 17:00 | 3 | 80 | 17 | 2.46 | 267.4 | 29.64 | 30 | 6.95 | 23.05 | 5.35 | 1000 | 827.6 | 0 | 0.2216 | 0.966 | 0.1155
Kadmat | 2025-03-21 18:00 | 3 | 80 | 18 | 3.02 | 37.1 | 29.16 | 29.98 | 6.95 | 23.03 | 5.29 | 1000 | 885.6 | 0.0097 | 0.0313 | 0.966 | 0.1142
Kadmat | 2025-03-21 19:00 | 3 | 80 | 19 | 3.12 | 0 | 28.68 | 29.95 | 6.95 | 23 | 5.77 | 1000 | 927.3 | 0.0133 | 0 | 0.966 | 0.1245
Kadmat | 2025-03-21 20:00 | 3 | 80 | 20 | 2.28 | 0 | 28.43 | 29.91 | 6.95 | 22.96 | 5.61 | 1000 | 936.2 | 0 | 0 | 0.966 | 0.1212
Kadmat | 2025-03-21 21:00 | 3 | 80 | 21 | 2.68 | 0 | 27.78 | 29.87 | 6.95 | 22.92 | 5.54 | 1000 | 818.4 | 0.0033 | 0 | 0.966 | 0.1196
Kadmat | 2025-03-21 22:00 | 3 | 80 | 22 | 2.02 | 0 | 27.19 | 29.84 | 6.95 | 22.89 | 5.28 | 1000 | 686.4 | 0 | 0 | 0.966 | 0.114
Kadmat | 2025-03-21 23:00 | 3 | 80 | 23 | 2.02 | 0 | 26.92 | 29.8 | 6.95 | 22.85 | 5.87 | 1000 | 570.6 | 0 | 0 | 0.966 | 0.1269
Kadmat | 2025-03-22 00:00 | 3 | 81 | 0 | 1.8 | 0 | 26.62 | 29.77 | 6.95 | 22.82 | 5.83 | 1000 | 504.6 | 0 | 0 | 0.966 | 0.1259
Kadmat | 2025-03-22 01:00 | 3 | 81 | 1 | 1.24 | 0 | 26.72 | 29.75 | 6.95 | 22.8 | 5.47 | 1000 | 489.7 | 0 | 0 | 0.966 | 0.1182
Kadmat | 2025-03-22 02:00 | 3 | 81 | 2 | 2.19 | 0 | 26.64 | 29.73 | 6.95 | 22.78 | 5.41 | 1000 | 455.2 | 0 | 0 | 0.966 | 0.1169
Kadmat | 2025-03-22 03:00 | 3 | 81 | 3 | 1.78 | 0 | 26.86 | 29.73 | 6.95 | 22.78 | 5.67 | 1000 | 439 | 0 | 0 | 0.966 | 0.1224
Kadmat | 2025-03-22 04:00 | 3 | 81 | 4 | 2.28 | 0 | 26.9 | 29.74 | 6.95 | 22.79 | 5.35 | 1000 | 480.4 | 0 | 0 | 0.966 | 0.1156
Kadmat | 2025-03-22 05:00 | 3 | 81 | 5 | 2.76 | 0 | 27.26 | 29.75 | 6.95 | 22.8 | 5.54 | 1000 | 505.5 | 0.0047 | 0 | 0.966 | 0.1196
Kadmat | 2025-03-22 06:00 | 3 | 81 | 6 | 3.1 | 0 | 27.58 | 29.78 | 6.95 | 22.83 | 5.72 | 1000 | 558.4 | 0.0127 | 0 | 0.966 | 0.1236
Kadmat | 2025-03-22 07:00 | 3 | 81 | 7 | 2.61 | 125.3 | 27.94 | 29.81 | 6.95 | 22.86 | 6.25 | 1000 | 619.4 | 0.002 | 0.1056 | 0.966 | 0.1351
Kadmat | 2025-03-22 08:00 | 3 | 81 | 8 | 1.88 | 373.4 | 28.4 | 29.85 | 6.95 | 22.9 | 6.57 | 1000 | 647.1 | 0 | 0.3084 | 0.966 | 0.142
Kadmat | 2025-03-22 09:00 | 3 | 81 | 9 | 1.88 | 515.1 | 28.59 | 29.88 | 6.95 | 22.93 | 6.55 | 1000 | 710.9 | 0 | 0.4206 | 0.966 | 0.1415
Kadmat | 2025-03-22 10:00 | 3 | 81 | 10 | 1.82 | 761.4 | 28.98 | 29.92 | 6.95 | 22.97 | 7.12 | 1000 | 732.2 | 0 | 0.6094 | 0.966 | 0.1538
Kadmat | 2025-03-22 11:00 | 3 | 81 | 11 | 1.32 | 907.4 | 29.36 | 29.96 | 6.95 | 23.01 | 7.66 | 1000 | 752.4 | 0 | 0.7171 | 0.966 | 0.1655
Kadmat | 2025-03-22 12:00 | 3 | 81 | 12 | 1.72 | 922 | 29.69 | 29.99 | 6.95 | 23.04 | 7.97 | 1000 | 744.9 | 0 | 0.7268 | 0.966 | 0.1721
Kadmat | 2025-03-22 13:00 | 3 | 81 | 13 | 1.69 | 795.3 | 29.88 | 30.02 | 6.95 | 23.07 | 8.4 | 1000 | 743.6 | 0 | 0.6327 | 0.966 | 0.1815
Kadmat | 2025-03-22 14:00 | 3 | 81 | 14 | 2.11 | 767 | 29.82 | 30.03 | 6.95 | 23.08 | 9.03 | 1000 | 715.3 | 0 | 0.6117 | 0.966 | 0.195
Kadmat | 2025-03-22 15:00 | 3 | 81 | 15 | 1.99 | 739.1 | 29.71 | 30.04 | 6.95 | 23.09 | 8.99 | 1000 | 667.4 | 0 | 0.5909 | 0.966 | 0.1941
Kadmat | 2025-03-22 16:00 | 3 | 81 | 16 | 2.33 | 587.5 | 29.59 | 30.04 | 6.95 | 23.09 | 9.1 | 1000 | 765 | 0 | 0.4754 | 0.966 | 0.1966
Kadmat | 2025-03-22 17:00 | 3 | 81 | 17 | 2.77 | 234.8 | 29.31 | 30.02 | 6.95 | 23.07 | 9.29 | 1000 | 831.4 | 0.0049 | 0.1953 | 0.966 | 0.2006
Kadmat | 2025-03-22 18:00 | 3 | 81 | 18 | 1.9 | 28.1 | 29.05 | 30 | 6.95 | 23.05 | 10.21 | 1000 | 889 | 0 | 0.0237 | 0.966 | 0.2206
Kadmat | 2025-03-22 19:00 | 3 | 81 | 19 | 2.73 | 0 | 28.54 | 29.97 | 6.95 | 23.02 | 11.83 | 1000 | 906.9 | 0.0041 | 0 | 0.966 | 0.2556
Kadmat | 2025-03-22 20:00 | 3 | 81 | 20 | 2.37 | 0 | 27.81 | 29.93 | 6.95 | 22.98 | 11.24 | 1000 | 895.6 | 0 | 0 | 0.966 | 0.2428
Kadmat | 2025-03-22 21:00 | 3 | 81 | 21 | 2.55 | 0 | 27.68 | 29.9 | 6.95 | 22.95 | 9.46 | 1000 | 802.8 | 0.0008 | 0 | 0.966 | 0.2044
Kadmat | 2025-03-22 22:00 | 3 | 81 | 22 | 2.91 | 0 | 27.28 | 29.86 | 6.95 | 22.91 | 8.63 | 1000 | 695.8 | 0.0074 | 0 | 0.966 | 0.1864
Kadmat | 2025-03-22 23:00 | 3 | 81 | 23 | 2.96 | 0 | 27.01 | 29.82 | 6.95 | 22.87 | 8.42 | 1000 | 608.6 | 0.0083 | 0 | 0.966 | 0.1819
Kadmat | 2025-03-23 00:00 | 3 | 82 | 0 | 2.98 | 0 | 26.76 | 29.79 | 6.95 | 22.84 | 6.78 | 1000 | 504.5 | 0.0087 | 0 | 0.966 | 0.1465
Kadmat | 2025-03-23 01:00 | 3 | 82 | 1 | 2.87 | 0 | 26.86 | 29.77 | 6.95 | 22.82 | 6.39 | 1000 | 500.4 | 0.0066 | 0 | 0.966 | 0.1381
Kadmat | 2025-03-23 02:00 | 3 | 82 | 2 | 2.2 | 0 | 26.7 | 29.76 | 6.95 | 22.81 | 6.74 | 1000 | 451.3 | 0 | 0 | 0.966 | 0.1457
Kadmat | 2025-03-23 03:00 | 3 | 82 | 3 | 1.79 | 0 | 26.78 | 29.75 | 6.95 | 22.8 | 6.87 | 1000 | 438.8 | 0 | 0 | 0.966 | 0.1483
Kadmat | 2025-03-23 04:00 | 3 | 82 | 4 | 1.92 | 0 | 26.96 | 29.76 | 6.95 | 22.81 | 7.13 | 1000 | 469.4 | 0 | 0 | 0.966 | 0.154
Kadmat | 2025-03-23 05:00 | 3 | 82 | 5 | 2.08 | 0 | 27.09 | 29.77 | 6.95 | 22.82 | 6.66 | 1000 | 520.8 | 0 | 0 | 0.966 | 0.1438
Kadmat | 2025-03-23 06:00 | 3 | 82 | 6 | 2.22 | 0 | 27.63 | 29.8 | 6.95 | 22.85 | 6.69 | 1000 | 589.9 | 0 | 0 | 0.966 | 0.1446
Kadmat | 2025-03-23 07:00 | 3 | 82 | 7 | 2 | 132 | 28.16 | 29.83 | 6.95 | 22.88 | 7.14 | 1000 | 629.5 | 0 | 0.1111 | 0.966 | 0.1542
Kadmat | 2025-03-23 08:00 | 3 | 82 | 8 | 1.69 | 413.9 | 28.72 | 29.87 | 6.95 | 22.92 | 7.31 | 1000 | 687.6 | 0 | 0.3404 | 0.966 | 0.1578
Kadmat | 2025-03-23 09:00 | 3 | 82 | 9 | 1.62 | 604.5 | 28.95 | 29.91 | 6.95 | 22.96 | 6.59 | 1000 | 657.4 | 0 | 0.4897 | 0.966 | 0.1423
Kadmat | 2025-03-23 10:00 | 3 | 82 | 10 | 1.51 | 863.8 | 29.35 | 29.95 | 6.95 | 23 | 6.47 | 1000 | 691.8 | 0 | 0.685 | 0.966 | 0.1397
Kadmat | 2025-03-23 11:00 | 3 | 82 | 11 | 2.12 | 871.2 | 29.55 | 29.98 | 6.95 | 23.03 | 5.54 | 1000 | 742.8 | 0 | 0.6899 | 0.966 | 0.1197
Kadmat | 2025-03-23 12:00 | 3 | 82 | 12 | 2.21 | 1005 | 29.88 | 30.02 | 6.95 | 23.07 | 5.91 | 1000 | 717.5 | 0 | 0.7866 | 0.966 | 0.1278
Kadmat | 2025-03-23 13:00 | 3 | 82 | 13 | 2.05 | 819.3 | 30.03 | 30.04 | 6.95 | 23.09 | 5.65 | 1000 | 744.3 | 0 | 0.6502 | 0.966 | 0.1221
Kadmat | 2025-03-23 14:00 | 3 | 82 | 14 | 2.55 | 832.1 | 30.56 | 30.06 | 6.95 | 23.11 | 6.12 | 1000 | 737.3 | 0.0008 | 0.6584 | 0.966 | 0.1323
Kadmat | 2025-03-23 15:00 | 3 | 82 | 15 | 2.65 | 717.7 | 30.44 | 30.06 | 6.95 | 23.11 | 6.13 | 1000 | 742.8 | 0.0027 | 0.5732 | 0.966 | 0.1325
Kadmat | 2025-03-23 16:00 | 3 | 82 | 16 | 1.8 | 578.7 | 30.18 | 30.06 | 6.95 | 23.11 | 5.68 | 1000 | 736.8 | 0 | 0.4676 | 0.966 | 0.1227
Kadmat | 2025-03-23 17:00 | 3 | 82 | 17 | 1.82 | 284.5 | 29.85 | 30.05 | 6.95 | 23.1 | 6.61 | 1000 | 795.9 | 0 | 0.2353 | 0.966 | 0.1427
Kadmat | 2025-03-23 18:00 | 3 | 82 | 18 | 1.81 | 31 | 29.34 | 30.02 | 6.95 | 23.07 | 6.45 | 1000 | 860.7 | 0 | 0.0262 | 0.966 | 0.1394
Kadmat | 2025-03-23 19:00 | 3 | 82 | 19 | 1.91 | 0 | 28.83 | 29.99 | 6.95 | 23.04 | 6.19 | 1000 | 889 | 0 | 0 | 0.966 | 0.1338
Kadmat | 2025-03-23 20:00 | 3 | 82 | 20 | 2.73 | 0 | 28 | 29.96 | 6.95 | 23.01 | 6.39 | 1000 | 877.6 | 0.0042 | 0 | 0.966 | 0.1379
Kadmat | 2025-03-23 21:00 | 3 | 82 | 21 | 2.65 | 0 | 27.77 | 29.92 | 6.95 | 22.97 | 6.42 | 1000 | 831.6 | 0.0028 | 0 | 0.966 | 0.1387
Kadmat | 2025-03-23 22:00 | 3 | 82 | 22 | 2.52 | 0 | 27.26 | 29.88 | 6.95 | 22.93 | 6.19 | 1000 | 703.6 | 0.0003 | 0 | 0.966 | 0.1338
Kadmat | 2025-03-23 23:00 | 3 | 82 | 23 | 3.01 | 0 | 26.99 | 29.85 | 6.95 | 22.9 | 6.25 | 1000 | 601.1 | 0.0095 | 0 | 0.966 | 0.135
Kadmat | 2025-03-24 00:00 | 3 | 83 | 0 | 3.16 | 0 | 26.71 | 29.82 | 6.95 | 22.87 | 6.34 | 1000 | 517.2 | 0.0146 | 0 | 0.966 | 0.137
Kadmat | 2025-03-24 01:00 | 3 | 83 | 1 | 2.51 | 0 | 26.4 | 29.79 | 6.95 | 22.84 | 6.7 | 1000 | 487.4 | 0.0002 | 0 | 0.966 | 0.1447
Kadmat | 2025-03-24 02:00 | 3 | 83 | 2 | 2.13 | 0 | 26.16 | 29.78 | 6.95 | 22.83 | 6.97 | 1000 | 444.3 | 0 | 0 | 0.966 | 0.1505
Kadmat | 2025-03-24 03:00 | 3 | 83 | 3 | 2.28 | 0 | 26.26 | 29.78 | 6.95 | 22.83 | 7.03 | 1000 | 442.6 | 0 | 0 | 0.966 | 0.1518
Kadmat | 2025-03-24 04:00 | 3 | 83 | 4 | 2.45 | 0 | 26.64 | 29.78 | 6.95 | 22.83 | 6.53 | 1000 | 461.3 | 0 | 0 | 0.966 | 0.141
Kadmat | 2025-03-24 05:00 | 3 | 83 | 5 | 2.26 | 0 | 26.94 | 29.8 | 6.95 | 22.85 | 6.38 | 1000 | 472.3 | 0 | 0 | 0.966 | 0.1379
Kadmat | 2025-03-24 06:00 | 3 | 83 | 6 | 3.08 | 0 | 27.5 | 29.82 | 6.95 | 22.87 | 5.57 | 1000 | 582.7 | 0.012 | 0 | 0.966 | 0.1203
Kadmat | 2025-03-24 07:00 | 3 | 83 | 7 | 2.92 | 146.8 | 28.1 | 29.85 | 6.95 | 22.9 | 5.44 | 1000 | 634.3 | 0.0076 | 0.1234 | 0.966 | 0.1174
Kadmat | 2025-03-24 08:00 | 3 | 83 | 8 | 2.93 | 414.3 | 28.57 | 29.89 | 6.95 | 22.94 | 5.81 | 1000 | 628.3 | 0.0077 | 0.3409 | 0.966 | 0.1256
Kadmat | 2025-03-24 09:00 | 3 | 83 | 9 | 2.59 | 694.4 | 29.1 | 29.93 | 6.95 | 22.98 | 4.8 | 1000 | 706.5 | 0.0017 | 0.5583 | 0.966 | 0.1036
Kadmat | 2025-03-24 10:00 | 3 | 83 | 10 | 2.34 | 781.7 | 29.35 | 29.97 | 6.95 | 23.02 | 5.19 | 1000 | 743.5 | 0 | 0.6238 | 0.966 | 0.1122
Kadmat | 2025-03-24 11:00 | 3 | 83 | 11 | 2.75 | 849.2 | 29.93 | 30.01 | 6.95 | 23.06 | 4.6 | 1000 | 755.1 | 0.0045 | 0.6727 | 0.966 | 0.0994
Kadmat | 2025-03-24 12:00 | 3 | 83 | 12 | 2.62 | 1028.1 | 30.2 | 30.04 | 6.95 | 23.09 | 4.69 | 1000 | 755.7 | 0.0021 | 0.8023 | 0.966 | 0.1013
Kadmat | 2025-03-24 13:00 | 3 | 83 | 13 | 2.62 | 1083.4 | 30.36 | 30.06 | 6.95 | 23.11 | 4.91 | 1000 | 696.5 | 0.0022 | 0.8412 | 0.966 | 0.106
Kadmat | 2025-03-24 14:00 | 3 | 83 | 14 | 2.64 | 853.4 | 30.11 | 30.08 | 6.95 | 23.13 | 4.53 | 1000 | 723.7 | 0.0026 | 0.6753 | 0.966 | 0.0978
Kadmat | 2025-03-24 15:00 | 3 | 83 | 15 | 2.79 | 704.5 | 29.96 | 30.09 | 6.95 | 23.14 | 4.78 | 1000 | 732.1 | 0.0052 | 0.5642 | 0.966 | 0.1032
Kadmat | 2025-03-24 16:00 | 3 | 83 | 16 | 2.71 | 506.9 | 29.72 | 30.08 | 6.95 | 23.13 | 4.38 | 1000 | 695.3 | 0.0037 | 0.4124 | 0.966 | 0.0946
Kadmat | 2025-03-24 17:00 | 3 | 83 | 17 | 2.54 | 280.7 | 29.48 | 30.07 | 6.95 | 23.12 | 3.94 | 1000 | 835.6 | 0.0008 | 0.2325 | 0.966 | 0.085
Kadmat | 2025-03-24 18:00 | 3 | 83 | 18 | 2.45 | 32.1 | 29.23 | 30.05 | 6.95 | 23.1 | 3.7 | 1000 | 905.6 | 0 | 0.0271 | 0.966 | 0.0799
Kadmat | 2025-03-24 19:00 | 3 | 83 | 19 | 2.49 | 0 | 28.73 | 30.02 | 6.95 | 23.07 | 4.13 | 1000 | 951 | 0 | 0 | 0.966 | 0.0892
Kadmat | 2025-03-24 20:00 | 3 | 83 | 20 | 2.77 | 0 | 28.03 | 29.98 | 6.95 | 23.03 | 3.72 | 1000 | 896.4 | 0.0048 | 0 | 0.966 | 0.0804
Kadmat | 2025-03-24 21:00 | 3 | 83 | 21 | 2.19 | 0 | 27.76 | 29.94 | 6.95 | 22.99 | 3.81 | 1000 | 822.2 | 0 | 0 | 0.966 | 0.0823
Kadmat | 2025-03-24 22:00 | 3 | 83 | 22 | 1.99 | 0 | 27.28 | 29.9 | 6.95 | 22.95 | 3.58 | 1000 | 725.8 | 0 | 0 | 0.966 | 0.0774
Kadmat | 2025-03-24 23:00 | 3 | 83 | 23 | 2.14 | 0 | 27.14 | 29.87 | 6.95 | 22.92 | 3.12 | 1000 | 631.9 | 0 | 0 | 0.966 | 0.0673
Kadmat | 2025-03-25 00:00 | 3 | 84 | 0 | 1.84 | 0 | 27.06 | 29.84 | 6.95 | 22.89 | 3.52 | 1000 | 485.7 | 0 | 0 | 0.966 | 0.0761
Kadmat | 2025-03-25 01:00 | 3 | 84 | 1 | 1.18 | 0 | 26.98 | 29.82 | 6.95 | 22.87 | 3.28 | 1000 | 479.2 | 0 | 0 | 0.966 | 0.0709
Kadmat | 2025-03-25 02:00 | 3 | 84 | 2 | 1.18 | 0 | 27.1 | 29.8 | 6.95 | 22.85 | 3.25 | 1000 | 480.4 | 0 | 0 | 0.966 | 0.0701
Kadmat | 2025-03-25 03:00 | 3 | 84 | 3 | 1.05 | 0 | 27.37 | 29.8 | 6.95 | 22.85 | 3.19 | 1000 | 441.3 | 0 | 0 | 0.966 | 0.0689
Kadmat | 2025-03-25 04:00 | 3 | 84 | 4 | 0.74 | 0 | 27.51 | 29.8 | 6.95 | 22.85 | 3.42 | 1000 | 462.8 | 0 | 0 | 0.966 | 0.0738
Kadmat | 2025-03-25 05:00 | 3 | 84 | 5 | 1 | 0 | 27.68 | 29.82 | 6.95 | 22.87 | 3.83 | 1000 | 513.1 | 0 | 0 | 0.966 | 0.0828
Kadmat | 2025-03-25 06:00 | 3 | 84 | 6 | 0.52 | 0 | 28.2 | 29.84 | 6.95 | 22.89 | 4.18 | 1000 | 595.5 | 0 | 0 | 0.966 | 0.0903
Kadmat | 2025-03-25 07:00 | 3 | 84 | 7 | 0.63 | 153.4 | 28.46 | 29.88 | 6.95 | 22.93 | 4.08 | 1000 | 632.1 | 0 | 0.1287 | 0.966 | 0.0881
Kadmat | 2025-03-25 08:00 | 3 | 84 | 8 | 0.58 | 372.1 | 28.71 | 29.91 | 6.95 | 22.96 | 3.84 | 1000 | 670.6 | 0 | 0.307 | 0.966 | 0.083
Kadmat | 2025-03-25 09:00 | 3 | 84 | 9 | 0.66 | 607.2 | 28.94 | 29.95 | 6.95 | 23 | 3.76 | 1000 | 684.3 | 0 | 0.4918 | 0.966 | 0.0813
Kadmat | 2025-03-25 10:00 | 3 | 84 | 10 | 0.57 | 908.8 | 29.22 | 29.99 | 6.95 | 23.04 | 3.81 | 1000 | 739 | 0 | 0.7184 | 0.966 | 0.0824
Kadmat | 2025-03-25 11:00 | 3 | 84 | 11 | 0.52 | 901.4 | 29.76 | 30.03 | 6.95 | 23.08 | 3.7 | 1000 | 803.7 | 0 | 0.7116 | 0.966 | 0.08
Kadmat | 2025-03-25 12:00 | 3 | 84 | 12 | 1.14 | 1019.4 | 29.89 | 30.06 | 6.95 | 23.11 | 3.6 | 1000 | 744.6 | 0 | 0.7969 | 0.966 | 0.0778
Kadmat | 2025-03-25 13:00 | 3 | 84 | 13 | 0.48 | 935.4 | 30.2 | 30.09 | 6.95 | 23.14 | 3.37 | 1000 | 761.8 | 0 | 0.7352 | 0.966 | 0.0729
Kadmat | 2025-03-25 14:00 | 3 | 84 | 14 | 0.77 | 863.4 | 30.19 | 30.1 | 6.95 | 23.15 | 3.04 | 1000 | 738.7 | 0 | 0.6824 | 0.966 | 0.0656
Kadmat | 2025-03-25 15:00 | 3 | 84 | 15 | 1.03 | 732.7 | 30.13 | 30.11 | 6.95 | 23.16 | 3.24 | 1000 | 675.7 | 0 | 0.5852 | 0.966 | 0.0701
Kadmat | 2025-03-25 16:00 | 3 | 84 | 16 | 0.47 | 483.4 | 29.92 | 30.11 | 6.95 | 23.16 | 3.15 | 1000 | 707.6 | 0 | 0.3938 | 0.966 | 0.0679
Kadmat | 2025-03-25 17:00 | 3 | 84 | 17 | 0.44 | 306.2 | 29.45 | 30.09 | 6.95 | 23.14 | 3.45 | 1000 | 837 | 0 | 0.2532 | 0.966 | 0.0746
Kadmat | 2025-03-25 18:00 | 3 | 84 | 18 | 0.67 | 31.8 | 29.13 | 30.07 | 6.95 | 23.12 | 3.69 | 1000 | 887.1 | 0 | 0.0269 | 0.966 | 0.0797
Kadmat | 2025-03-25 19:00 | 3 | 84 | 19 | 1.15 | 0 | 28.81 | 30.04 | 6.95 | 23.09 | 4.15 | 1000 | 975.3 | 0 | 0 | 0.966 | 0.0897
Kadmat | 2025-03-25 20:00 | 3 | 84 | 20 | 0.84 | 0 | 28.35 | 30 | 6.95 | 23.05 | 4.21 | 1000 | 854.2 | 0 | 0 | 0.966 | 0.091
Kadmat | 2025-03-25 21:00 | 3 | 84 | 21 | 1.34 | 0 | 27.97 | 29.97 | 6.95 | 23.02 | 3.95 | 1000 | 864.5 | 0 | 0 | 0.966 | 0.0852
Kadmat | 2025-03-25 22:00 | 3 | 84 | 22 | 1.66 | 0 | 27.54 | 29.93 | 6.95 | 22.98 | 4.08 | 1000 | 703.9 | 0 | 0 | 0.966 | 0.088
Kadmat | 2025-03-25 23:00 | 3 | 84 | 23 | 2.78 | 0 | 27.35 | 29.89 | 6.95 | 22.94 | 4.52 | 1000 | 618.6 | 0.0051 | 0 | 0.966 | 0.0976
Kadmat | 2025-03-26 00:00 | 3 | 85 | 0 | 4.3 | 0 | 27.3 | 29.86 | 6.95 | 22.91 | 5.2 | 1000 | 504.4 | 0.0685 | 0 | 0.966 | 0.1123
Kadmat | 2025-03-26 01:00 | 3 | 85 | 1 | 4.54 | 0 | 27.17 | 29.84 | 6.95 | 22.89 | 4.75 | 1000 | 451.8 | 0.0837 | 0 | 0.966 | 0.1025
Kadmat | 2025-03-26 02:00 | 3 | 85 | 2 | 4 | 0 | 27 | 29.83 | 6.95 | 22.88 | 5.35 | 1000 | 463.8 | 0.0505 | 0 | 0.966 | 0.1156
Kadmat | 2025-03-26 03:00 | 3 | 85 | 3 | 4.7 | 0 | 27.37 | 29.82 | 6.95 | 22.87 | 6.15 | 1000 | 460.9 | 0.0952 | 0 | 0.966 | 0.1329
Kadmat | 2025-03-26 04:00 | 3 | 85 | 4 | 4.57 | 0 | 27.54 | 29.83 | 6.95 | 22.88 | 6.24 | 1000 | 448.5 | 0.0861 | 0 | 0.966 | 0.1348
Kadmat | 2025-03-26 05:00 | 3 | 85 | 5 | 5.02 | 0 | 27.76 | 29.84 | 6.95 | 22.89 | 6.02 | 1000 | 488.9 | 0.1187 | 0 | 0.966 | 0.1299
Kadmat | 2025-03-26 06:00 | 3 | 85 | 6 | 5.55 | 0 | 28.19 | 29.87 | 6.95 | 22.92 | 6.55 | 1000 | 539 | 0.1634 | 0 | 0.966 | 0.1415
Kadmat | 2025-03-26 07:00 | 3 | 85 | 7 | 5.96 | 174.6 | 28.75 | 29.9 | 6.95 | 22.95 | 6.65 | 1000 | 608.5 | 0.2035 | 0.1462 | 0.966 | 0.1436
Kadmat | 2025-03-26 08:00 | 3 | 85 | 8 | 5.74 | 458.5 | 28.8 | 29.94 | 6.95 | 22.99 | 7.32 | 1000 | 658.4 | 0.1815 | 0.3757 | 0.966 | 0.1581
Kadmat | 2025-03-26 09:00 | 3 | 85 | 9 | 5.98 | 691.5 | 29.31 | 29.98 | 6.95 | 23.03 | 6.58 | 1000 | 682.2 | 0.2051 | 0.5557 | 0.966 | 0.142
Kadmat | 2025-03-26 10:00 | 3 | 85 | 10 | 6.17 | 879.3 | 29.61 | 30.02 | 6.95 | 23.07 | 6.57 | 1000 | 686.9 | 0.2267 | 0.6957 | 0.966 | 0.1418
Kadmat | 2025-03-26 11:00 | 3 | 85 | 11 | 6.24 | 967.9 | 30.21 | 30.05 | 6.95 | 23.1 | 5.77 | 1000 | 743.6 | 0.2347 | 0.7588 | 0.966 | 0.1247
Kadmat | 2025-03-26 12:00 | 3 | 85 | 12 | 5.94 | 1018.1 | 30.7 | 30.09 | 6.95 | 23.14 | 5.78 | 1000 | 784.9 | 0.2015 | 0.7935 | 0.966 | 0.1249
Kadmat | 2025-03-26 13:00 | 3 | 85 | 13 | 5.67 | 1023.2 | 30.6 | 30.11 | 6.95 | 23.16 | 6.3 | 1000 | 753.3 | 0.1748 | 0.7975 | 0.966 | 0.1361
Kadmat | 2025-03-26 14:00 | 3 | 85 | 14 | 6.48 | 945 | 30.55 | 30.13 | 6.95 | 23.18 | 6.71 | 1000 | 746.4 | 0.2618 | 0.7412 | 0.966 | 0.145
Kadmat | 2025-03-26 15:00 | 3 | 85 | 15 | 6.73 | 798.4 | 30.69 | 30.13 | 6.95 | 23.18 | 6.29 | 1000 | 682.3 | 0.2943 | 0.6331 | 0.966 | 0.136
Kadmat | 2025-03-26 16:00 | 3 | 85 | 16 | 7.21 | 589.3 | 30.71 | 30.13 | 6.95 | 23.18 | 6.08 | 1000 | 734 | 0.3591 | 0.4748 | 0.966 | 0.1314
Kadmat | 2025-03-26 17:00 | 3 | 85 | 17 | 7.61 | 275.9 | 30.37 | 30.11 | 6.95 | 23.16 | 5.45 | 1000 | 813.1 | 0.4195 | 0.2279 | 0.966 | 0.1178
Kadmat | 2025-03-26 18:00 | 3 | 85 | 18 | 6.74 | 33.9 | 30.23 | 30.09 | 6.95 | 23.14 | 5.02 | 1000 | 903.7 | 0.2956 | 0.0285 | 0.966 | 0.1085
Kadmat | 2025-03-26 19:00 | 3 | 85 | 19 | 7.11 | 0 | 29.81 | 30.06 | 6.95 | 23.11 | 4.74 | 1000 | 951.8 | 0.3451 | 0 | 0.966 | 0.1024
Kadmat | 2025-03-26 20:00 | 3 | 85 | 20 | 7.78 | 0 | 29.2 | 30.03 | 6.95 | 23.08 | 4.27 | 1000 | 890 | 0.4453 | 0 | 0.966 | 0.0923
Kadmat | 2025-03-26 21:00 | 3 | 85 | 21 | 5.84 | 0 | 29.03 | 29.99 | 6.95 | 23.04 | 4.68 | 1000 | 785.8 | 0.1914 | 0 | 0.966 | 0.1011
Kadmat | 2025-03-26 22:00 | 3 | 85 | 22 | 4.96 | 0 | 28.62 | 29.95 | 6.95 | 23 | 5.01 | 1000 | 719.2 | 0.1142 | 0 | 0.966 | 0.1081
Kadmat | 2025-03-26 23:00 | 3 | 85 | 23 | 5.08 | 0 | 28.33 | 29.92 | 6.95 | 22.97 | 4.69 | 1000 | 611.4 | 0.1237 | 0 | 0.966 | 0.1014
Kadmat | 2025-03-27 00:00 | 3 | 86 | 0 | 5.46 | 0 | 27.98 | 29.88 | 6.95 | 22.93 | 4.99 | 1000 | 519 | 0.1549 | 0 | 0.966 | 0.1077
Kadmat | 2025-03-27 01:00 | 3 | 86 | 1 | 5.71 | 0 | 27.91 | 29.86 | 6.95 | 22.91 | 4.74 | 1000 | 470.7 | 0.1786 | 0 | 0.966 | 0.1024
Kadmat | 2025-03-27 02:00 | 3 | 86 | 2 | 6.35 | 0 | 27.67 | 29.85 | 6.95 | 22.9 | 4.79 | 1000 | 478.6 | 0.2474 | 0 | 0.966 | 0.1034
Kadmat | 2025-03-27 03:00 | 3 | 86 | 3 | 5.39 | 0 | 27.78 | 29.84 | 6.95 | 22.89 | 5.09 | 1000 | 450 | 0.149 | 0 | 0.966 | 0.1099
Kadmat | 2025-03-27 04:00 | 3 | 86 | 4 | 5.43 | 0 | 27.79 | 29.85 | 6.95 | 22.9 | 4.88 | 1000 | 467.1 | 0.1523 | 0 | 0.966 | 0.1055
Kadmat | 2025-03-27 05:00 | 3 | 86 | 5 | 4.76 | 0 | 28.04 | 29.87 | 6.95 | 22.92 | 4.09 | 1000 | 486.5 | 0.0996 | 0 | 0.966 | 0.0883
Kadmat | 2025-03-27 06:00 | 3 | 86 | 6 | 4.59 | 0 | 28.31 | 29.89 | 6.95 | 22.94 | 4.68 | 1000 | 590.8 | 0.0875 | 0 | 0.966 | 0.101
Kadmat | 2025-03-27 07:00 | 3 | 86 | 7 | 4.56 | 171.9 | 28.46 | 29.92 | 6.95 | 22.97 | 4.59 | 1000 | 652.5 | 0.0855 | 0.1441 | 0.966 | 0.0991
Kadmat | 2025-03-27 08:00 | 3 | 86 | 8 | 4.6 | 449.2 | 29.01 | 29.96 | 6.95 | 23.01 | 4.54 | 1000 | 659.2 | 0.0881 | 0.3681 | 0.966 | 0.098
Kadmat | 2025-03-27 09:00 | 3 | 86 | 9 | 3.26 | 615.9 | 29.31 | 30 | 6.95 | 23.05 | 4.68 | 1000 | 698.6 | 0.0185 | 0.4978 | 0.966 | 0.1011
Kadmat | 2025-03-27 10:00 | 3 | 86 | 10 | 3.12 | 669.8 | 29.49 | 30.04 | 6.95 | 23.09 | 5.17 | 1000 | 732.1 | 0.0135 | 0.5388 | 0.966 | 0.1116
Kadmat | 2025-03-27 11:00 | 3 | 86 | 11 | 4.04 | 757.7 | 29.93 | 30.08 | 6.95 | 23.13 | 5.54 | 1000 | 746.6 | 0.0529 | 0.6045 | 0.966 | 0.1197
Kadmat | 2025-03-27 12:00 | 3 | 86 | 12 | 4.04 | 954 | 30.2 | 30.11 | 6.95 | 23.16 | 5.85 | 1000 | 747.5 | 0.0528 | 0.7487 | 0.966 | 0.1265
Kadmat | 2025-03-27 13:00 | 3 | 86 | 13 | 4.21 | 803.9 | 30.22 | 30.13 | 6.95 | 23.18 | 6.14 | 1000 | 750 | 0.063 | 0.6383 | 0.966 | 0.1326
Kadmat | 2025-03-27 14:00 | 3 | 86 | 14 | 3.9 | 813.3 | 30.42 | 30.15 | 6.95 | 23.2 | 6.03 | 1000 | 729.7 | 0.0456 | 0.6448 | 0.966 | 0.1303
Kadmat | 2025-03-27 15:00 | 3 | 86 | 15 | 3.23 | 704.7 | 30.39 | 30.16 | 6.95 | 23.21 | 6.18 | 1000 | 705.7 | 0.0174 | 0.5635 | 0.966 | 0.1334
Kadmat | 2025-03-27 16:00 | 3 | 86 | 16 | 3.34 | 522.1 | 30.29 | 30.15 | 6.95 | 23.2 | 5.83 | 1000 | 756.5 | 0.0213 | 0.4235 | 0.966 | 0.126
Kadmat | 2025-03-27 17:00 | 3 | 86 | 17 | 2.98 | 285.2 | 29.98 | 30.14 | 6.95 | 23.19 | 5.94 | 1000 | 811.6 | 0.0086 | 0.2357 | 0.966 | 0.1283
Kadmat | 2025-03-27 18:00 | 3 | 86 | 18 | 2.13 | 35.3 | 29.8 | 30.11 | 6.95 | 23.16 | 5.7 | 1000 | 895.3 | 0 | 0.0298 | 0.966 | 0.123
Kadmat | 2025-03-27 19:00 | 3 | 86 | 19 | 1.65 | 0 | 29.42 | 30.08 | 6.95 | 23.13 | 5.61 | 1000 | 900.6 | 0 | 0 | 0.966 | 0.1211
Kadmat | 2025-03-27 20:00 | 3 | 86 | 20 | 1.21 | 0 | 29.12 | 30.05 | 6.95 | 23.1 | 4.69 | 1000 | 897.7 | 0 | 0 | 0.966 | 0.1014
Kadmat | 2025-03-27 21:00 | 3 | 86 | 21 | 1.68 | 0 | 28.75 | 30.01 | 6.95 | 23.06 | 4.17 | 1000 | 812.6 | 0 | 0 | 0.966 | 0.09
Kadmat | 2025-03-27 22:00 | 3 | 86 | 22 | 1.68 | 0 | 28.23 | 29.97 | 6.95 | 23.02 | 3.96 | 1000 | 683.9 | 0 | 0 | 0.966 | 0.0856
Kadmat | 2025-03-27 23:00 | 3 | 86 | 23 | 1.41 | 0 | 27.94 | 29.94 | 6.95 | 22.99 | 3.6 | 1000 | 568.7 | 0 | 0 | 0.966 | 0.0778
Kadmat | 2025-03-28 00:00 | 3 | 87 | 0 | 1.26 | 0 | 27.73 | 29.91 | 6.95 | 22.96 | 4.05 | 1000 | 517 | 0 | 0 | 0.966 | 0.0874
Kadmat | 2025-03-28 01:00 | 3 | 87 | 1 | 1.68 | 0 | 27.39 | 29.88 | 6.95 | 22.93 | 4.09 | 1000 | 489.4 | 0 | 0 | 0.966 | 0.0883
Kadmat | 2025-03-28 02:00 | 3 | 87 | 2 | 1.57 | 0 | 27.28 | 29.87 | 6.95 | 22.92 | 4.06 | 1000 | 477 | 0 | 0 | 0.966 | 0.0877
Kadmat | 2025-03-28 03:00 | 3 | 87 | 3 | 1.31 | 0 | 27.38 | 29.87 | 6.95 | 22.92 | 3.98 | 1000 | 464.7 | 0 | 0 | 0.966 | 0.0859
Kadmat | 2025-03-28 04:00 | 3 | 87 | 4 | 1.64 | 0 | 27.61 | 29.87 | 6.95 | 22.92 | 4.11 | 1000 | 453.5 | 0 | 0 | 0.966 | 0.0889
Kadmat | 2025-03-28 05:00 | 3 | 87 | 5 | 1.37 | 0 | 27.81 | 29.89 | 6.95 | 22.94 | 4.71 | 1000 | 510.7 | 0 | 0 | 0.966 | 0.1018
Kadmat | 2025-03-28 06:00 | 3 | 87 | 6 | 1.13 | 0 | 28.23 | 29.91 | 6.95 | 22.96 | 4.74 | 1000 | 589.3 | 0 | 0 | 0.966 | 0.1023
Kadmat | 2025-03-28 07:00 | 3 | 87 | 7 | 1.51 | 131.1 | 28.88 | 29.95 | 6.95 | 23 | 4.74 | 1000 | 615.4 | 0 | 0.11 | 0.966 | 0.1024
Kadmat | 2025-03-28 08:00 | 3 | 87 | 8 | 1.41 | 386.5 | 29.31 | 29.98 | 6.95 | 23.03 | 5.29 | 1000 | 683.1 | 0 | 0.3178 | 0.966 | 0.1143
Kadmat | 2025-03-28 09:00 | 3 | 87 | 9 | 1.2 | 599.3 | 29.51 | 30.02 | 6.95 | 23.07 | 5.52 | 1000 | 675.1 | 0 | 0.4847 | 0.966 | 0.1193
Kadmat | 2025-03-28 10:00 | 3 | 87 | 10 | 0.92 | 773.4 | 29.73 | 30.06 | 6.95 | 23.11 | 5.56 | 1000 | 727.6 | 0 | 0.6166 | 0.966 | 0.12
Kadmat | 2025-03-28 11:00 | 3 | 87 | 11 | 0.73 | 878.3 | 30.19 | 30.1 | 6.95 | 23.15 | 5.36 | 1000 | 720.9 | 0 | 0.6934 | 0.966 | 0.1157
Kadmat | 2025-03-28 12:00 | 3 | 87 | 12 | 0.55 | 869.4 | 30.4 | 30.13 | 6.95 | 23.18 | 4.88 | 1000 | 731.7 | 0 | 0.6863 | 0.966 | 0.1054
Kadmat | 2025-03-28 13:00 | 3 | 87 | 13 | 0.72 | 864.3 | 30.32 | 30.16 | 6.95 | 23.21 | 5.72 | 1000 | 714.3 | 0 | 0.6828 | 0.966 | 0.1235
Kadmat | 2025-03-28 14:00 | 3 | 87 | 14 | 0.99 | 813.1 | 30.44 | 30.17 | 6.95 | 23.22 | 5.99 | 1000 | 740.6 | 0 | 0.6446 | 0.966 | 0.1295
Kadmat | 2025-03-28 15:00 | 3 | 87 | 15 | 0.96 | 743.7 | 30.27 | 30.18 | 6.95 | 23.23 | 6.14 | 1000 | 711.8 | 0 | 0.5932 | 0.966 | 0.1325
Kadmat | 2025-03-28 16:00 | 3 | 87 | 16 | 1.19 | 544.1 | 30.16 | 30.17 | 6.95 | 23.22 | 5.65 | 1000 | 728.3 | 0 | 0.4408 | 0.966 | 0.1221
Kadmat | 2025-03-28 17:00 | 3 | 87 | 17 | 1.27 | 296.9 | 29.96 | 30.16 | 6.95 | 23.21 | 5.85 | 1000 | 830 | 0 | 0.2452 | 0.966 | 0.1264
Kadmat | 2025-03-28 18:00 | 3 | 87 | 18 | 0.89 | 31.4 | 29.4 | 30.14 | 6.95 | 23.19 | 7.16 | 1000 | 900.5 | 0 | 0.0265 | 0.966 | 0.1547
Kadmat | 2025-03-28 19:00 | 3 | 87 | 19 | 1.13 | 0 | 29 | 30.11 | 6.95 | 23.16 | 7.68 | 1000 | 946.7 | 0 | 0 | 0.966 | 0.1658
Kadmat | 2025-03-28 20:00 | 3 | 87 | 20 | 0.87 | 0 | 28.56 | 30.07 | 6.95 | 23.12 | 7.56 | 1000 | 910.5 | 0 | 0 | 0.966 | 0.1634
Kadmat | 2025-03-28 21:00 | 3 | 87 | 21 | 0.98 | 0 | 27.98 | 30.03 | 6.95 | 23.08 | 7.87 | 1000 | 817.3 | 0 | 0 | 0.966 | 0.1701
Kadmat | 2025-03-28 22:00 | 3 | 87 | 22 | 0.89 | 0 | 27.46 | 30 | 6.95 | 23.05 | 7.64 | 1000 | 712.8 | 0 | 0 | 0.966 | 0.1651
Kadmat | 2025-03-28 23:00 | 3 | 87 | 23 | 1.08 | 0 | 26.95 | 29.96 | 6.95 | 23.01 | 7.25 | 1000 | 617.4 | 0 | 0 | 0.966 | 0.1566
Kadmat | 2025-03-29 00:00 | 3 | 88 | 0 | 1.22 | 0 | 26.71 | 29.93 | 6.95 | 22.98 | 6.27 | 1000 | 511.2 | 0 | 0 | 0.966 | 0.1355
Kadmat | 2025-03-29 01:00 | 3 | 88 | 1 | 1.9 | 0 | 26.65 | 29.91 | 6.95 | 22.96 | 6.47 | 1000 | 471.8 | 0 | 0 | 0.966 | 0.1398
Kadmat | 2025-03-29 02:00 | 3 | 88 | 2 | 2.54 | 0 | 26.55 | 29.89 | 6.95 | 22.94 | 6.17 | 1000 | 462.2 | 0.0006 | 0 | 0.966 | 0.1333
Kadmat | 2025-03-29 03:00 | 3 | 88 | 3 | 2.58 | 0 | 26.72 | 29.89 | 6.95 | 22.94 | 5.95 | 1000 | 454.8 | 0.0014 | 0 | 0.966 | 0.1285
Kadmat | 2025-03-29 04:00 | 3 | 88 | 4 | 2.98 | 0 | 26.97 | 29.9 | 6.95 | 22.95 | 5.51 | 1000 | 463.5 | 0.0086 | 0 | 0.966 | 0.119
Kadmat | 2025-03-29 05:00 | 3 | 88 | 5 | 2.4 | 0 | 27.25 | 29.91 | 6.95 | 22.96 | 5.27 | 1000 | 534.9 | 0 | 0 | 0.966 | 0.1138
Kadmat | 2025-03-29 06:00 | 3 | 88 | 6 | 2.35 | 0 | 27.6 | 29.94 | 6.95 | 22.99 | 5.52 | 1000 | 560.4 | 0 | 0 | 0.966 | 0.1192
Kadmat | 2025-03-29 07:00 | 3 | 88 | 7 | 2.91 | 158.4 | 28.02 | 29.97 | 6.95 | 23.02 | 5.19 | 1000 | 647.7 | 0.0074 | 0.1331 | 0.966 | 0.112
Kadmat | 2025-03-29 08:00 | 3 | 88 | 8 | 2.62 | 317.3 | 28.54 | 30.01 | 6.95 | 23.06 | 5.81 | 1000 | 618.3 | 0.0021 | 0.263 | 0.966 | 0.1255
Kadmat | 2025-03-29 09:00 | 3 | 88 | 9 | 2.62 | 559.4 | 29.16 | 30.05 | 6.95 | 23.1 | 5.41 | 1000 | 683.6 | 0.0022 | 0.4543 | 0.966 | 0.1169
Kadmat | 2025-03-29 10:00 | 3 | 88 | 10 | 3.68 | 661.8 | 29.44 | 30.09 | 6.95 | 23.14 | 5.84 | 1000 | 744.8 | 0.0356 | 0.5328 | 0.966 | 0.1262
Kadmat | 2025-03-29 11:00 | 3 | 88 | 11 | 4.31 | 838.3 | 29.84 | 30.12 | 6.95 | 23.17 | 5.65 | 1000 | 734.2 | 0.0694 | 0.6648 | 0.966 | 0.122
Kadmat | 2025-03-29 12:00 | 3 | 88 | 12 | 5.02 | 936.1 | 30.15 | 30.15 | 6.95 | 23.2 | 5.68 | 1000 | 715 | 0.1185 | 0.7359 | 0.966 | 0.1228
Kadmat | 2025-03-29 13:00 | 3 | 88 | 13 | 4.83 | 878.8 | 30.26 | 30.18 | 6.95 | 23.23 | 5.54 | 1000 | 732.7 | 0.1047 | 0.6936 | 0.966 | 0.1196
Kadmat | 2025-03-29 14:00 | 3 | 88 | 14 | 5.23 | 779 | 30.32 | 30.2 | 6.95 | 23.25 | 4.84 | 1000 | 726.3 | 0.136 | 0.6195 | 0.966 | 0.1044
Kadmat | 2025-03-29 15:00 | 3 | 88 | 15 | 4.31 | 669.8 | 30.29 | 30.2 | 6.95 | 23.25 | 4.63 | 1000 | 700.7 | 0.0696 | 0.5372 | 0.966 | 0.1
Kadmat | 2025-03-29 16:00 | 3 | 88 | 16 | 4.99 | 504.7 | 30.02 | 30.2 | 6.95 | 23.25 | 5.06 | 1000 | 698.5 | 0.116 | 0.4103 | 0.966 | 0.1093
Kadmat | 2025-03-29 17:00 | 3 | 88 | 17 | 4.29 | 241.5 | 29.85 | 30.18 | 6.95 | 23.23 | 5.27 | 1000 | 800.5 | 0.0684 | 0.2004 | 0.966 | 0.1139
Kadmat | 2025-03-29 18:00 | 3 | 88 | 18 | 3.64 | 30.8 | 29.42 | 30.16 | 6.95 | 23.21 | 5.15 | 1000 | 912.5 | 0.0335 | 0.026 | 0.966 | 0.1112
Kadmat | 2025-03-29 19:00 | 3 | 88 | 19 | 2.67 | 0 | 28.87 | 30.13 | 6.95 | 23.18 | 5.2 | 1000 | 889.1 | 0.003 | 0 | 0.966 | 0.1124
Kadmat | 2025-03-29 20:00 | 3 | 88 | 20 | 3.08 | 0 | 28.5 | 30.09 | 6.95 | 23.14 | 5.29 | 1000 | 924.5 | 0.0118 | 0 | 0.966 | 0.1143
Kadmat | 2025-03-29 21:00 | 3 | 88 | 21 | 3.07 | 0 | 27.91 | 30.06 | 6.95 | 23.11 | 4.64 | 1000 | 822.9 | 0.0116 | 0 | 0.966 | 0.1003
Kadmat | 2025-03-29 22:00 | 3 | 88 | 22 | 2.73 | 0 | 27.47 | 30.02 | 6.95 | 23.07 | 4.52 | 1000 | 690.1 | 0.0041 | 0 | 0.966 | 0.0976
Kadmat | 2025-03-29 23:00 | 3 | 88 | 23 | 2.43 | 0 | 27.03 | 29.98 | 6.95 | 23.03 | 4.56 | 1000 | 565.5 | 0 | 0 | 0.966 | 0.0986
Kadmat | 2025-03-30 00:00 | 3 | 89 | 0 | 2.53 | 0 | 26.9 | 29.95 | 6.95 | 23 | 4.09 | 1000 | 494.9 | 0.0005 | 0 | 0.966 | 0.0884
Kadmat | 2025-03-30 01:00 | 3 | 89 | 1 | 2.45 | 0 | 26.97 | 29.93 | 6.95 | 22.98 | 4.2 | 1000 | 466.3 | 0 | 0 | 0.966 | 0.0907
Kadmat | 2025-03-30 02:00 | 3 | 89 | 2 | 2.68 | 0 | 26.94 | 29.92 | 6.95 | 22.97 | 3.69 | 1000 | 451.9 | 0.0032 | 0 | 0.966 | 0.0797
Kadmat | 2025-03-30 03:00 | 3 | 89 | 3 | 3.23 | 0 | 27.19 | 29.91 | 6.95 | 22.96 | 2.77 | 1000 | 456.5 | 0.0172 | 0 | 0.966 | 0.0598
Kadmat | 2025-03-30 04:00 | 3 | 89 | 4 | 3.91 | 0 | 27.46 | 29.92 | 6.95 | 22.97 | 2.56 | 1000 | 455.2 | 0.046 | 0 | 0.966 | 0.0553
Kadmat | 2025-03-30 05:00 | 3 | 89 | 5 | 3.93 | 0 | 27.95 | 29.93 | 6.95 | 22.98 | 2.62 | 1000 | 493.2 | 0.0473 | 0 | 0.966 | 0.0567
Kadmat | 2025-03-30 06:00 | 3 | 89 | 6 | 3.51 | 0 | 28.09 | 29.96 | 6.95 | 23.01 | 2.61 | 1000 | 558.1 | 0.0273 | 0 | 0.966 | 0.0564
Kadmat | 2025-03-30 07:00 | 3 | 89 | 7 | 3.65 | 147 | 28.36 | 29.99 | 6.95 | 23.04 | 2.58 | 1000 | 625 | 0.0341 | 0.1234 | 0.966 | 0.0556
Kadmat | 2025-03-30 08:00 | 3 | 89 | 8 | 3.31 | 464.9 | 28.97 | 30.03 | 6.95 | 23.08 | 2.54 | 1000 | 637.1 | 0.0201 | 0.3806 | 0.966 | 0.0548
Kadmat | 2025-03-30 09:00 | 3 | 89 | 9 | 3.26 | 595.6 | 29.26 | 30.07 | 6.95 | 23.12 | 2.27 | 1000 | 702.7 | 0.0183 | 0.4822 | 0.966 | 0.049
Kadmat | 2025-03-30 10:00 | 3 | 89 | 10 | 3.77 | 762.7 | 29.55 | 30.11 | 6.95 | 23.16 | 2.15 | 1000 | 714 | 0.0394 | 0.6091 | 0.966 | 0.0465
Kadmat | 2025-03-30 11:00 | 3 | 89 | 11 | 3.57 | 1004 | 29.81 | 30.15 | 6.95 | 23.2 | 2.18 | 1000 | 735.2 | 0.0305 | 0.7861 | 0.966 | 0.0471
Kadmat | 2025-03-30 12:00 | 3 | 89 | 12 | 3.67 | 1005.8 | 29.97 | 30.18 | 6.95 | 23.23 | 2.3 | 1000 | 739.8 | 0.0347 | 0.7869 | 0.966 | 0.0497
Kadmat | 2025-03-30 13:00 | 3 | 89 | 13 | 3.95 | 1003 | 30.12 | 30.2 | 6.95 | 23.25 | 2.06 | 1000 | 785.4 | 0.0482 | 0.7845 | 0.966 | 0.0445
Kadmat | 2025-03-30 14:00 | 3 | 89 | 14 | 4.02 | 838.9 | 30.18 | 30.22 | 6.95 | 23.27 | 2.24 | 1000 | 715.4 | 0.0515 | 0.6644 | 0.966 | 0.0483
Kadmat | 2025-03-30 15:00 | 3 | 89 | 15 | 4.46 | 757.9 | 30 | 30.22 | 6.95 | 23.27 | 2.19 | 1000 | 751.6 | 0.0788 | 0.6044 | 0.966 | 0.0473
Kadmat | 2025-03-30 16:00 | 3 | 89 | 16 | 4.48 | 471.4 | 29.78 | 30.22 | 6.95 | 23.27 | 2.23 | 1000 | 748.4 | 0.0796 | 0.3845 | 0.966 | 0.0482
Kadmat | 2025-03-30 17:00 | 3 | 89 | 17 | 4.29 | 281 | 29.62 | 30.21 | 6.95 | 23.26 | 1.89 | 1000 | 886.4 | 0.0683 | 0.2326 | 0.966 | 0.0409
Kadmat | 2025-03-30 18:00 | 3 | 89 | 18 | 4.71 | 34.5 | 29.15 | 30.18 | 6.95 | 23.23 | 2.05 | 1000 | 864.9 | 0.096 | 0.0292 | 0.966 | 0.0442
Kadmat | 2025-03-30 19:00 | 3 | 89 | 19 | 4.38 | 0 | 28.88 | 30.15 | 6.95 | 23.2 | 2.23 | 1000 | 910.2 | 0.0739 | 0 | 0.966 | 0.0481
Kadmat | 2025-03-30 20:00 | 3 | 89 | 20 | 4.19 | 0 | 28.58 | 30.12 | 6.95 | 23.17 | 2.26 | 1000 | 910.4 | 0.0619 | 0 | 0.966 | 0.0489
Kadmat | 2025-03-30 21:00 | 3 | 89 | 21 | 3.36 | 0 | 28.33 | 30.08 | 6.95 | 23.13 | 2.49 | 1000 | 794.7 | 0.022 | 0 | 0.966 | 0.0538
Kadmat | 2025-03-30 22:00 | 3 | 89 | 22 | 3.24 | 0 | 27.96 | 30.04 | 6.95 | 23.09 | 2.66 | 1000 | 686.7 | 0.0175 | 0 | 0.966 | 0.0574
Kadmat | 2025-03-30 23:00 | 3 | 89 | 23 | 3.54 | 0 | 27.43 | 30.01 | 6.95 | 23.06 | 2.51 | 1000 | 587.1 | 0.029 | 0 | 0.966 | 0.0543
Kadmat | 2025-03-31 00:00 | 3 | 90 | 0 | 2.46 | 0 | 27.32 | 29.98 | 6.95 | 23.03 | 2.66 | 1000 | 499.2 | 0 | 0 | 0.966 | 0.0575
Kadmat | 2025-03-31 01:00 | 3 | 90 | 1 | 3.08 | 0 | 27.09 | 29.95 | 6.95 | 23 | 2.44 | 1000 | 485.1 | 0.0118 | 0 | 0.966 | 0.0526
Kadmat | 2025-03-31 02:00 | 3 | 90 | 2 | 3.17 | 0 | 26.7 | 29.94 | 6.95 | 22.99 | 2.54 | 1000 | 447.7 | 0.0153 | 0 | 0.966 | 0.055
Kadmat | 2025-03-31 03:00 | 3 | 90 | 3 | 3.52 | 0 | 26.78 | 29.94 | 6.95 | 22.99 | 2.95 | 1000 | 460.4 | 0.0279 | 0 | 0.966 | 0.0638
Kadmat | 2025-03-31 04:00 | 3 | 90 | 4 | 3.35 | 0 | 27.01 | 29.94 | 6.95 | 22.99 | 2.74 | 1000 | 460.9 | 0.0215 | 0 | 0.966 | 0.0592
Kadmat | 2025-03-31 05:00 | 3 | 90 | 5 | 3.5 | 0 | 27.12 | 29.96 | 6.95 | 23.01 | 2.88 | 1000 | 510.9 | 0.0269 | 0 | 0.966 | 0.0622
Kadmat | 2025-03-31 06:00 | 3 | 90 | 6 | 3.52 | 0 | 27.37 | 29.98 | 6.95 | 23.03 | 3.27 | 1000 | 541.7 | 0.028 | 0 | 0.966 | 0.0707
Kadmat | 2025-03-31 07:00 | 3 | 90 | 7 | 3.71 | 174.1 | 27.94 | 30.01 | 6.95 | 23.06 | 3.73 | 1000 | 624.5 | 0.037 | 0.1462 | 0.966 | 0.0807
Kadmat | 2025-03-31 08:00 | 3 | 90 | 8 | 3.48 | 433.9 | 28.25 | 30.05 | 6.95 | 23.1 | 3.44 | 1000 | 668.2 | 0.0264 | 0.3569 | 0.966 | 0.0743
Kadmat | 2025-03-31 09:00 | 3 | 90 | 9 | 3.78 | 654.3 | 28.38 | 30.09 | 6.95 | 23.14 | 3.19 | 1000 | 705.5 | 0.0402 | 0.5292 | 0.966 | 0.0689
Kadmat | 2025-03-31 10:00 | 3 | 90 | 10 | 3.92 | 876.1 | 28.65 | 30.13 | 6.95 | 23.18 | 2.9 | 1000 | 737 | 0.0468 | 0.6959 | 0.966 | 0.0627
Kadmat | 2025-03-31 11:00 | 3 | 90 | 11 | 4.33 | 922 | 29.13 | 30.17 | 6.95 | 23.22 | 2.85 | 1000 | 746.6 | 0.0707 | 0.7284 | 0.966 | 0.0617
Kadmat | 2025-03-31 12:00 | 3 | 90 | 12 | 4.12 | 1112.1 | 29.28 | 30.2 | 6.95 | 23.25 | 2.97 | 1000 | 765.8 | 0.0576 | 0.8651 | 0.966 | 0.0641
Kadmat | 2025-03-31 13:00 | 3 | 90 | 13 | 3.9 | 992 | 29.46 | 30.23 | 6.95 | 23.28 | 3.03 | 1000 | 755.8 | 0.0455 | 0.7785 | 0.966 | 0.0655
Kadmat | 2025-03-31 14:00 | 3 | 90 | 14 | 4.04 | 920.2 | 29.73 | 30.24 | 6.95 | 23.29 | 2.91 | 1000 | 714.2 | 0.0527 | 0.7254 | 0.966 | 0.0628
Kadmat | 2025-03-31 15:00 | 3 | 90 | 15 | 3.49 | 740.9 | 29.87 | 30.25 | 6.95 | 23.3 | 2.53 | 1000 | 674.5 | 0.0265 | 0.5919 | 0.966 | 0.0546
Kadmat | 2025-03-31 16:00 | 3 | 90 | 16 | 3.84 | 581 | 29.91 | 30.24 | 6.95 | 23.29 | 2.59 | 1000 | 718.8 | 0.0429 | 0.4698 | 0.966 | 0.0559
Kadmat | 2025-03-31 17:00 | 3 | 90 | 17 | 4.01 | 305.5 | 29.53 | 30.23 | 6.95 | 23.28 | 2.9 | 1000 | 820.6 | 0.0509 | 0.2526 | 0.966 | 0.0627
Kadmat | 2025-03-31 18:00 | 3 | 90 | 18 | 4.22 | 37 | 29.14 | 30.21 | 6.95 | 23.26 | 2.92 | 1000 | 918.9 | 0.064 | 0.0313 | 0.966 | 0.0632
Kadmat | 2025-03-31 19:00 | 3 | 90 | 19 | 4.47 | 0 | 29.03 | 30.18 | 6.95 | 23.23 | 3.1 | 1000 | 877.3 | 0.0791 | 0 | 0.966 | 0.067
Kadmat | 2025-03-31 20:00 | 3 | 90 | 20 | 4.67 | 0 | 28.52 | 30.14 | 6.95 | 23.19 | 3.07 | 1000 | 962.1 | 0.093 | 0 | 0.966 | 0.0664
Kadmat | 2025-03-31 21:00 | 3 | 90 | 21 | 4.91 | 0 | 28.1 | 30.1 | 6.95 | 23.15 | 2.94 | 1000 | 828.4 | 0.1103 | 0 | 0.966 | 0.0635
Kadmat | 2025-03-31 22:00 | 3 | 90 | 22 | 3.9 | 0 | 27.8 | 30.07 | 6.95 | 23.12 | 2.89 | 1000 | 760.5 | 0.046 | 0 | 0.966 | 0.0624
Kadmat | 2025-03-31 23:00 | 3 | 90 | 23 | 2.73 | 0 | 27.58 | 30.03 | 6.95 | 23.08 | 2.99 | 1000 | 612.8 | 0.0042 | 0 | 0.966 | 0.0646
Kadmat | 2025-04-01 00:00 | 4 | 91 | 0 | 2.48 | 0 | 28.31 | 30 | 6.95 | 23.05 | 3.4 | 1000 | 500.1 | 0 | 0 | 0.966 | 0.0735
Kadmat | 2025-04-01 01:00 | 4 | 91 | 1 | 2.58 | 0 | 28.17 | 29.98 | 6.95 | 23.03 | 3.39 | 1000 | 484.3 | 0.0014 | 0 | 0.966 | 0.0733
Kadmat | 2025-04-01 02:00 | 4 | 91 | 2 | 2.23 | 0 | 28.05 | 29.96 | 6.95 | 23.01 | 3.04 | 1000 | 464.5 | 0 | 0 | 0.966 | 0.0656
Kadmat | 2025-04-01 03:00 | 4 | 91 | 3 | 2.37 | 0 | 28.17 | 29.96 | 6.95 | 23.01 | 3.68 | 1000 | 444.6 | 0 | 0 | 0.966 | 0.0794
Kadmat | 2025-04-01 04:00 | 4 | 91 | 4 | 1.95 | 0 | 28.53 | 29.96 | 6.95 | 23.01 | 3.9 | 1000 | 477.8 | 0 | 0 | 0.966 | 0.0842
Kadmat | 2025-04-01 05:00 | 4 | 91 | 5 | 1.5 | 0 | 28.77 | 29.98 | 6.95 | 23.03 | 3.73 | 1000 | 516.6 | 0 | 0 | 0.966 | 0.0805
Kadmat | 2025-04-01 06:00 | 4 | 91 | 6 | 2.17 | 0 | 28.94 | 30.01 | 6.95 | 23.06 | 3.93 | 1000 | 562.1 | 0 | 0 | 0.966 | 0.085
Kadmat | 2025-04-01 07:00 | 4 | 91 | 7 | 1.92 | 172.9 | 29.26 | 30.04 | 6.95 | 23.09 | 3.69 | 1000 | 632.2 | 0 | 0.1403 | 0.966 | 0.0797
Kadmat | 2025-04-01 08:00 | 4 | 91 | 8 | 2.04 | 361.6 | 29.43 | 30.07 | 6.95 | 23.12 | 3.81 | 1000 | 677.8 | 0 | 0.2892 | 0.966 | 0.0824
Kadmat | 2025-04-01 09:00 | 4 | 91 | 9 | 1.99 | 592 | 29.87 | 30.11 | 6.95 | 23.16 | 3.57 | 1000 | 713 | 0 | 0.4649 | 0.966 | 0.0771
Kadmat | 2025-04-01 10:00 | 4 | 91 | 10 | 1.68 | 842.4 | 30.43 | 30.15 | 6.95 | 23.2 | 3.91 | 1000 | 782.7 | 0 | 0.648 | 0.966 | 0.0844
Kadmat | 2025-04-01 11:00 | 4 | 91 | 11 | 1.81 | 819.8 | 30.71 | 30.19 | 6.95 | 23.24 | 3.72 | 1000 | 759.4 | 0 | 0.631 | 0.966 | 0.0803
Kadmat | 2025-04-01 12:00 | 4 | 91 | 12 | 2.32 | 999.6 | 31.15 | 30.22 | 6.95 | 23.27 | 3.83 | 1000 | 761.6 | 0 | 0.7578 | 0.966 | 0.0828
Kadmat | 2025-04-01 13:00 | 4 | 91 | 13 | 2.31 | 799.6 | 31.32 | 30.25 | 6.95 | 23.3 | 4.46 | 1000 | 718.8 | 0 | 0.615 | 0.966 | 0.0962
Kadmat | 2025-04-01 14:00 | 4 | 91 | 14 | 2.62 | 892.1 | 31.45 | 30.26 | 6.95 | 23.31 | 4.13 | 1000 | 710.4 | 0.0022 | 0.681 | 0.966 | 0.0891
Kadmat | 2025-04-01 15:00 | 4 | 91 | 15 | 2.56 | 739.2 | 31.42 | 30.27 | 6.95 | 23.32 | 4.84 | 1000 | 734.6 | 0.0011 | 0.5709 | 0.966 | 0.1046
Kadmat | 2025-04-01 16:00 | 4 | 91 | 16 | 1.87 | 440.9 | 31.46 | 30.27 | 6.95 | 23.32 | 4.48 | 1000 | 768.2 | 0 | 0.3481 | 0.966 | 0.0967
Kadmat | 2025-04-01 17:00 | 4 | 91 | 17 | 2.18 | 272.1 | 31.13 | 30.25 | 6.95 | 23.3 | 4.63 | 1000 | 811.2 | 0 | 0.2177 | 0.966 | 0.0999
Kadmat | 2025-04-01 18:00 | 4 | 91 | 18 | 1.75 | 32.2 | 30.53 | 30.23 | 6.95 | 23.28 | 4.93 | 1000 | 919.9 | 0 | 0.0263 | 0.966 | 0.1064
Kadmat | 2025-04-01 19:00 | 4 | 91 | 19 | 1.07 | 0 | 30.07 | 30.2 | 6.95 | 23.25 | 5.2 | 1000 | 930.6 | 0 | 0 | 0.966 | 0.1123
Kadmat | 2025-04-01 20:00 | 4 | 91 | 20 | 1.02 | 0 | 29.76 | 30.16 | 6.95 | 23.21 | 5.18 | 1000 | 951.9 | 0 | 0 | 0.966 | 0.1119
Kadmat | 2025-04-01 21:00 | 4 | 91 | 21 | 1.41 | 0 | 29.25 | 30.13 | 6.95 | 23.18 | 5.76 | 1000 | 834.6 | 0 | 0 | 0.966 | 0.1245
Kadmat | 2025-04-01 22:00 | 4 | 91 | 22 | 1.11 | 0 | 28.89 | 30.09 | 6.95 | 23.14 | 5.88 | 1000 | 710.5 | 0 | 0 | 0.966 | 0.1269
Kadmat | 2025-04-01 23:00 | 4 | 91 | 23 | 1.47 | 0 | 28.65 | 30.05 | 6.95 | 23.1 | 5.54 | 1000 | 577 | 0 | 0 | 0.966 | 0.1196
Kadmat | 2025-04-02 00:00 | 4 | 92 | 0 | 1.65 | 0 | 28.45 | 30.02 | 6.95 | 23.07 | 5.5 | 1000 | 513.2 | 0 | 0 | 0.966 | 0.1188
Kadmat | 2025-04-02 01:00 | 4 | 92 | 1 | 1.76 | 0 | 28.28 | 30 | 6.95 | 23.05 | 4.62 | 1000 | 490 | 0 | 0 | 0.966 | 0.0998
Kadmat | 2025-04-02 02:00 | 4 | 92 | 2 | 2.28 | 0 | 28.26 | 29.99 | 6.95 | 23.04 | 4.63 | 1000 | 485.9 | 0 | 0 | 0.966 | 0.1001
Kadmat | 2025-04-02 03:00 | 4 | 92 | 3 | 2.41 | 0 | 28.32 | 29.98 | 6.95 | 23.03 | 4.3 | 1000 | 483.7 | 0 | 0 | 0.966 | 0.0929
Kadmat | 2025-04-02 04:00 | 4 | 92 | 4 | 2.58 | 0 | 28.48 | 29.99 | 6.95 | 23.04 | 4.19 | 1000 | 467.4 | 0.0014 | 0 | 0.966 | 0.0904
Kadmat | 2025-04-02 05:00 | 4 | 92 | 5 | 2.87 | 0 | 28.81 | 30 | 6.95 | 23.05 | 4.22 | 1000 | 523.8 | 0.0067 | 0 | 0.966 | 0.0912
Kadmat | 2025-04-02 06:00 | 4 | 92 | 6 | 2.97 | 0 | 29.22 | 30.03 | 6.95 | 23.08 | 4.11 | 1000 | 559.7 | 0.0084 | 0 | 0.966 | 0.0887
Kadmat | 2025-04-02 07:00 | 4 | 92 | 7 | 2.56 | 186.5 | 29.4 | 30.06 | 6.95 | 23.11 | 3.99 | 1000 | 608.2 | 0.0011 | 0.1511 | 0.966 | 0.0861
Kadmat | 2025-04-02 08:00 | 4 | 92 | 8 | 2.44 | 440.9 | 29.56 | 30.1 | 6.95 | 23.15 | 4.1 | 1000 | 681.6 | 0 | 0.3505 | 0.966 | 0.0885
Kadmat | 2025-04-02 09:00 | 4 | 92 | 9 | 2.77 | 629.8 | 29.91 | 30.14 | 6.95 | 23.19 | 4.58 | 1000 | 718.1 | 0.0048 | 0.4931 | 0.966 | 0.0988
Kadmat | 2025-04-02 10:00 | 4 | 92 | 10 | 2.63 | 797.2 | 30.41 | 30.18 | 6.95 | 23.23 | 5.04 | 1000 | 729.6 | 0.0024 | 0.6154 | 0.966 | 0.1089
Kadmat | 2025-04-02 11:00 | 4 | 92 | 11 | 2.46 | 917 | 30.7 | 30.21 | 6.95 | 23.26 | 4.7 | 1000 | 759.6 | 0 | 0.7007 | 0.966 | 0.1016
Kadmat | 2025-04-02 12:00 | 4 | 92 | 12 | 1.94 | 921.5 | 30.94 | 30.25 | 6.95 | 23.3 | 5.11 | 1000 | 740.8 | 0 | 0.7033 | 0.966 | 0.1103
Kadmat | 2025-04-02 13:00 | 4 | 92 | 13 | 2.58 | 922.2 | 31.13 | 30.27 | 6.95 | 23.32 | 5.21 | 1000 | 749.2 | 0.0014 | 0.7033 | 0.966 | 0.1125
Kadmat | 2025-04-02 14:00 | 4 | 92 | 14 | 2.98 | 909.1 | 31.07 | 30.29 | 6.95 | 23.34 | 5.56 | 1000 | 682 | 0.0086 | 0.6941 | 0.966 | 0.1202
Kadmat | 2025-04-02 15:00 | 4 | 92 | 15 | 3.69 | 726.4 | 30.97 | 30.29 | 6.95 | 23.34 | 5.55 | 1000 | 690.3 | 0.0357 | 0.5625 | 0.966 | 0.12
Kadmat | 2025-04-02 16:00 | 4 | 92 | 16 | 3.8 | 485.2 | 30.62 | 30.29 | 6.95 | 23.34 | 5.48 | 1000 | 730.2 | 0.0408 | 0.383 | 0.966 | 0.1184
Kadmat | 2025-04-02 17:00 | 4 | 92 | 17 | 3.42 | 259.5 | 30.57 | 30.27 | 6.95 | 23.32 | 5.48 | 1000 | 841.1 | 0.0242 | 0.2083 | 0.966 | 0.1185
Kadmat | 2025-04-02 18:00 | 4 | 92 | 18 | 3.42 | 28.4 | 30.23 | 30.25 | 6.95 | 23.3 | 5.37 | 1000 | 928.7 | 0.024 | 0.0232 | 0.966 | 0.116
Kadmat | 2025-04-02 19:00 | 4 | 92 | 19 | 2.91 | 0 | 29.78 | 30.22 | 6.95 | 23.27 | 5.66 | 1000 | 953.9 | 0.0073 | 0 | 0.966 | 0.1223
Kadmat | 2025-04-02 20:00 | 4 | 92 | 20 | 2.34 | 0 | 29.56 | 30.19 | 6.95 | 23.24 | 5.92 | 1000 | 920.4 | 0 | 0 | 0.966 | 0.128
Kadmat | 2025-04-02 21:00 | 4 | 92 | 21 | 2.16 | 0 | 29.33 | 30.15 | 6.95 | 23.2 | 6.51 | 1000 | 798.2 | 0 | 0 | 0.966 | 0.1406
Kadmat | 2025-04-02 22:00 | 4 | 92 | 22 | 2.14 | 0 | 29.13 | 30.11 | 6.95 | 23.16 | 6.56 | 1000 | 719.2 | 0 | 0 | 0.966 | 0.1418
Kadmat | 2025-04-02 23:00 | 4 | 92 | 23 | 2.96 | 0 | 29.03 | 30.08 | 6.95 | 23.13 | 5.96 | 1000 | 618.3 | 0.0084 | 0 | 0.966 | 0.1286
Kadmat | 2025-04-03 00:00 | 4 | 93 | 0 | 2.2 | 0 | 28.88 | 30.05 | 6.95 | 23.1 | 5.71 | 1000 | 535.7 | 0 | 0 | 0.966 | 0.1234
Kadmat | 2025-04-03 01:00 | 4 | 93 | 1 | 1.75 | 0 | 28.4 | 30.02 | 6.95 | 23.07 | 5.83 | 1000 | 478.2 | 0 | 0 | 0.966 | 0.126
Kadmat | 2025-04-03 02:00 | 4 | 93 | 2 | 2.59 | 0 | 28.28 | 30.01 | 6.95 | 23.06 | 6.51 | 1000 | 464.5 | 0.0017 | 0 | 0.966 | 0.1406
Kadmat | 2025-04-03 03:00 | 4 | 93 | 3 | 2.93 | 0 | 28.2 | 30 | 6.95 | 23.05 | 5.39 | 1000 | 487.3 | 0.0078 | 0 | 0.966 | 0.1164
Kadmat | 2025-04-03 04:00 | 4 | 93 | 4 | 2.35 | 0 | 28.43 | 30.01 | 6.95 | 23.06 | 5.43 | 1000 | 443.5 | 0 | 0 | 0.966 | 0.1172
Kadmat | 2025-04-03 05:00 | 4 | 93 | 5 | 2.98 | 0 | 28.7 | 30.03 | 6.95 | 23.08 | 4.84 | 1000 | 498.3 | 0.0087 | 0 | 0.966 | 0.1045
Kadmat | 2025-04-03 06:00 | 4 | 93 | 6 | 3.83 | 0 | 28.93 | 30.05 | 6.95 | 23.1 | 5.68 | 1000 | 617.8 | 0.0425 | 0 | 0.966 | 0.1226
Kadmat | 2025-04-03 07:00 | 4 | 93 | 7 | 4.05 | 175 | 29.16 | 30.08 | 6.95 | 23.13 | 6.77 | 1000 | 638 | 0.0536 | 0.142 | 0.966 | 0.1462
Kadmat | 2025-04-03 08:00 | 4 | 93 | 8 | 3.83 | 461.1 | 29.68 | 30.12 | 6.95 | 23.17 | 6.66 | 1000 | 657.5 | 0.0423 | 0.3658 | 0.966 | 0.1439
Kadmat | 2025-04-03 09:00 | 4 | 93 | 9 | 3 | 625.9 | 30.08 | 30.16 | 6.95 | 23.21 | 5.8 | 1000 | 710.7 | 0.0091 | 0.4899 | 0.966 | 0.1253
Kadmat | 2025-04-03 10:00 | 4 | 93 | 10 | 2.81 | 811.5 | 30.78 | 30.2 | 6.95 | 23.25 | 5.48 | 1000 | 732.2 | 0.0056 | 0.6249 | 0.966 | 0.1183
Kadmat | 2025-04-03 11:00 | 4 | 93 | 11 | 2.83 | 839.9 | 30.98 | 30.24 | 6.95 | 23.29 | 6.29 | 1000 | 700.8 | 0.006 | 0.6448 | 0.966 | 0.1358
Kadmat | 2025-04-03 12:00 | 4 | 93 | 12 | 3.6 | 1078.9 | 31.46 | 30.27 | 6.95 | 23.32 | 6.57 | 1000 | 757.9 | 0.0315 | 0.8119 | 0.966 | 0.1419
Kadmat | 2025-04-03 13:00 | 4 | 93 | 13 | 3.23 | 1013.1 | 31.56 | 30.29 | 6.95 | 23.34 | 6.19 | 1000 | 722.1 | 0.0174 | 0.766 | 0.966 | 0.1338
Kadmat | 2025-04-03 14:00 | 4 | 93 | 14 | 3.87 | 864.4 | 31.69 | 30.31 | 6.95 | 23.36 | 5.85 | 1000 | 700.7 | 0.0442 | 0.6607 | 0.966 | 0.1265
Kadmat | 2025-04-03 15:00 | 4 | 93 | 15 | 3.88 | 697.4 | 31.51 | 30.32 | 6.95 | 23.37 | 5.47 | 1000 | 707.9 | 0.0446 | 0.5401 | 0.966 | 0.1182
Kadmat | 2025-04-03 16:00 | 4 | 93 | 16 | 3.8 | 505.3 | 31.49 | 30.31 | 6.95 | 23.36 | 5.31 | 1000 | 734 | 0.0411 | 0.3969 | 0.966 | 0.1147
Kadmat | 2025-04-03 17:00 | 4 | 93 | 17 | 3.69 | 318.6 | 31.32 | 30.3 | 6.95 | 23.35 | 5.43 | 1000 | 841.4 | 0.0357 | 0.2539 | 0.966 | 0.1174
Kadmat | 2025-04-03 18:00 | 4 | 93 | 18 | 3.58 | 32.4 | 30.79 | 30.27 | 6.95 | 23.32 | 5.47 | 1000 | 863.2 | 0.0306 | 0.0264 | 0.966 | 0.1181
Kadmat | 2025-04-03 19:00 | 4 | 93 | 19 | 3.65 | 0 | 30.16 | 30.24 | 6.95 | 23.29 | 5.3 | 1000 | 915.3 | 0.0339 | 0 | 0.966 | 0.1145
Kadmat | 2025-04-03 20:00 | 4 | 93 | 20 | 4.71 | 0 | 29.71 | 30.21 | 6.95 | 23.26 | 5.31 | 1000 | 893.4 | 0.0964 | 0 | 0.966 | 0.1147
Kadmat | 2025-04-03 21:00 | 4 | 93 | 21 | 4.83 | 0 | 29.23 | 30.17 | 6.95 | 23.22 | 5.57 | 1000 | 816.5 | 0.1046 | 0 | 0.966 | 0.1202
Kadmat | 2025-04-03 22:00 | 4 | 93 | 22 | 4.6 | 0 | 28.61 | 30.13 | 6.95 | 23.18 | 6.19 | 1000 | 720.2 | 0.0881 | 0 | 0.966 | 0.1337
Kadmat | 2025-04-03 23:00 | 4 | 93 | 23 | 4.53 | 0 | 28.38 | 30.1 | 6.95 | 23.15 | 6.2 | 1000 | 583.2 | 0.0834 | 0 | 0.966 | 0.1339
Kadmat | 2025-04-04 00:00 | 4 | 94 | 0 | 4.8 | 0 | 27.91 | 30.07 | 6.95 | 23.12 | 5.18 | 1000 | 484.7 | 0.1027 | 0 | 0.966 | 0.1118
Kadmat | 2025-04-04 01:00 | 4 | 94 | 1 | 4.44 | 0 | 27.93 | 30.05 | 6.95 | 23.1 | 5.22 | 1000 | 479.1 | 0.0771 | 0 | 0.966 | 0.1128
Kadmat | 2025-04-04 02:00 | 4 | 94 | 2 | 4.04 | 0 | 27.82 | 30.03 | 6.95 | 23.08 | 4.69 | 1000 | 461.2 | 0.0531 | 0 | 0.966 | 0.1013
Kadmat | 2025-04-04 03:00 | 4 | 94 | 3 | 4.63 | 0 | 28.23 | 30.03 | 6.95 | 23.08 | 4.53 | 1000 | 451.8 | 0.0904 | 0 | 0.966 | 0.0979
Kadmat | 2025-04-04 04:00 | 4 | 94 | 4 | 5.53 | 0 | 28.55 | 30.03 | 6.95 | 23.08 | 4.18 | 1000 | 455.6 | 0.1616 | 0 | 0.966 | 0.0903
Kadmat | 2025-04-04 05:00 | 4 | 94 | 5 | 5.49 | 0 | 28.87 | 30.05 | 6.95 | 23.1 | 4.22 | 1000 | 511.6 | 0.1572 | 0 | 0.966 | 0.0911
Kadmat | 2025-04-04 06:00 | 4 | 94 | 6 | 6.69 | 0 | 29.14 | 30.07 | 6.95 | 23.12 | 3.98 | 1000 | 587.2 | 0.2897 | 0 | 0.966 | 0.086
Kadmat | 2025-04-04 07:00 | 4 | 94 | 7 | 7.15 | 188.6 | 29.58 | 30.11 | 6.95 | 23.16 | 3.74 | 1000 | 620.4 | 0.3505 | 0.1527 | 0.966 | 0.0808
Kadmat | 2025-04-04 08:00 | 4 | 94 | 8 | 6.45 | 384.9 | 29.95 | 30.14 | 6.95 | 23.19 | 4.34 | 1000 | 718 | 0.2588 | 0.3068 | 0.966 | 0.0938
Kadmat | 2025-04-04 09:00 | 4 | 94 | 9 | 5.74 | 719.1 | 30.24 | 30.18 | 6.95 | 23.23 | 4.1 | 1000 | 676.4 | 0.1813 | 0.5587 | 0.966 | 0.0886
Kadmat | 2025-04-04 10:00 | 4 | 94 | 10 | 6.25 | 926.7 | 30.73 | 30.22 | 6.95 | 23.27 | 4.29 | 1000 | 765.8 | 0.236 | 0.7075 | 0.966 | 0.0927
Kadmat | 2025-04-04 11:00 | 4 | 94 | 11 | 5.71 | 1026.6 | 31.05 | 30.26 | 6.95 | 23.31 | 4.35 | 1000 | 712.1 | 0.179 | 0.7769 | 0.966 | 0.0939
Kadmat | 2025-04-04 12:00 | 4 | 94 | 12 | 5.43 | 991.7 | 31.09 | 30.29 | 6.95 | 23.34 | 4.1 | 1000 | 758 | 0.1522 | 0.7524 | 0.966 | 0.0886
Kadmat | 2025-04-04 13:00 | 4 | 94 | 13 | 4.66 | 925.4 | 31.01 | 30.32 | 6.95 | 23.37 | 3.92 | 1000 | 737.6 | 0.0927 | 0.7059 | 0.966 | 0.0847
Kadmat | 2025-04-04 14:00 | 4 | 94 | 14 | 5.39 | 788.6 | 31.12 | 30.33 | 6.95 | 23.38 | 3.61 | 1000 | 725.4 | 0.149 | 0.6075 | 0.966 | 0.0781
Kadmat | 2025-04-04 15:00 | 4 | 94 | 15 | 6.04 | 663.6 | 31.05 | 30.34 | 6.95 | 23.39 | 4.04 | 1000 | 747 | 0.2114 | 0.5161 | 0.966 | 0.0873
Kadmat | 2025-04-04 16:00 | 4 | 94 | 16 | 6.67 | 544.6 | 30.89 | 30.33 | 6.95 | 23.38 | 3.98 | 1000 | 772.7 | 0.286 | 0.4275 | 0.966 | 0.0859
Kadmat | 2025-04-04 17:00 | 4 | 94 | 17 | 6.16 | 288.3 | 30.58 | 30.32 | 6.95 | 23.37 | 4.66 | 1000 | 828.9 | 0.226 | 0.2309 | 0.966 | 0.1008
Kadmat | 2025-04-04 18:00 | 4 | 94 | 18 | 4.45 | 27.5 | 30.14 | 30.3 | 6.95 | 23.35 | 4.58 | 1000 | 890.7 | 0.0779 | 0.0225 | 0.966 | 0.0989
Kadmat | 2025-04-04 19:00 | 4 | 94 | 19 | 4.18 | 0 | 29.84 | 30.27 | 6.95 | 23.32 | 4.89 | 1000 | 971.6 | 0.0613 | 0 | 0.966 | 0.1056
Kadmat | 2025-04-04 20:00 | 4 | 94 | 20 | 4.05 | 0 | 29.7 | 30.23 | 6.95 | 23.28 | 5.15 | 1000 | 937.2 | 0.0534 | 0 | 0.966 | 0.1113
Kadmat | 2025-04-04 21:00 | 4 | 94 | 21 | 3.42 | 0 | 29.36 | 30.19 | 6.95 | 23.24 | 5.33 | 1000 | 813.8 | 0.0241 | 0 | 0.966 | 0.1152
Kadmat | 2025-04-04 22:00 | 4 | 94 | 22 | 3.51 | 0 | 28.9 | 30.16 | 6.95 | 23.21 | 4.82 | 1000 | 763.8 | 0.0273 | 0 | 0.966 | 0.1041
Kadmat | 2025-04-04 23:00 | 4 | 94 | 23 | 3.18 | 0 | 28.31 | 30.12 | 6.95 | 23.17 | 5.6 | 1000 | 600.5 | 0.0155 | 0 | 0.966 | 0.1209
Kadmat | 2025-04-05 00:00 | 4 | 95 | 0 | 3.49 | 0 | 28.12 | 30.09 | 6.95 | 23.14 | 4.96 | 1000 | 492.6 | 0.0268 | 0 | 0.966 | 0.1071
Kadmat | 2025-04-05 01:00 | 4 | 95 | 1 | 4.08 | 0 | 28.07 | 30.07 | 6.95 | 23.12 | 4.37 | 1000 | 497.3 | 0.0552 | 0 | 0.966 | 0.0944
Kadmat | 2025-04-05 02:00 | 4 | 95 | 2 | 4.53 | 0 | 28 | 30.05 | 6.95 | 23.1 | 3.66 | 1000 | 443 | 0.083 | 0 | 0.966 | 0.0791
Kadmat | 2025-04-05 03:00 | 4 | 95 | 3 | 4.87 | 0 | 28.17 | 30.05 | 6.95 | 23.1 | 3.51 | 1000 | 453.9 | 0.1078 | 0 | 0.966 | 0.0758
Kadmat | 2025-04-05 04:00 | 4 | 95 | 4 | 4.79 | 0 | 28.23 | 30.06 | 6.95 | 23.11 | 3.41 | 1000 | 485.3 | 0.1016 | 0 | 0.966 | 0.0737
Kadmat | 2025-04-05 05:00 | 4 | 95 | 5 | 4.1 | 0 | 28.49 | 30.07 | 6.95 | 23.12 | 3.5 | 1000 | 516.7 | 0.0564 | 0 | 0.966 | 0.0756
Kadmat | 2025-04-05 06:00 | 4 | 95 | 6 | 4.24 | 0 | 28.92 | 30.1 | 6.95 | 23.15 | 3.64 | 1000 | 580.9 | 0.0648 | 0 | 0.966 | 0.0787
Kadmat | 2025-04-05 07:00 | 4 | 95 | 7 | 3.59 | 140.4 | 29.38 | 30.13 | 6.95 | 23.18 | 3.73 | 1000 | 618.3 | 0.0313 | 0.1141 | 0.966 | 0.0805
Kadmat | 2025-04-05 08:00 | 4 | 95 | 8 | 3.68 | 445.6 | 29.96 | 30.17 | 6.95 | 23.22 | 4.25 | 1000 | 658.2 | 0.0354 | 0.3536 | 0.966 | 0.0919
Kadmat | 2025-04-05 09:00 | 4 | 95 | 9 | 3.66 | 626.4 | 30.34 | 30.21 | 6.95 | 23.26 | 4.04 | 1000 | 694.5 | 0.0343 | 0.4899 | 0.966 | 0.0872
Kadmat | 2025-04-05 10:00 | 4 | 95 | 10 | 3.77 | 704.3 | 30.85 | 30.25 | 6.95 | 23.3 | 3.66 | 1000 | 742.5 | 0.0395 | 0.5465 | 0.966 | 0.079
Kadmat | 2025-04-05 11:00 | 4 | 95 | 11 | 4.31 | 742.9 | 30.81 | 30.28 | 6.95 | 23.33 | 4.24 | 1000 | 740.8 | 0.0693 | 0.5749 | 0.966 | 0.0916
Kadmat | 2025-04-05 12:00 | 4 | 95 | 12 | 4.27 | 946.5 | 31.05 | 30.32 | 6.95 | 23.37 | 4.49 | 1000 | 724.9 | 0.0668 | 0.7207 | 0.966 | 0.097
Kadmat | 2025-04-05 13:00 | 4 | 95 | 13 | 3.28 | 1006.4 | 31.25 | 30.34 | 6.95 | 23.39 | 4.83 | 1000 | 726.2 | 0.0192 | 0.7622 | 0.966 | 0.1043
Kadmat | 2025-04-05 14:00 | 4 | 95 | 14 | 3.24 | 896.3 | 31.23 | 30.36 | 6.95 | 23.41 | 4.4 | 1000 | 765.8 | 0.0178 | 0.6846 | 0.966 | 0.095
Kadmat | 2025-04-05 15:00 | 4 | 95 | 15 | 4.02 | 641 | 31.06 | 30.36 | 6.95 | 23.41 | 4.59 | 1000 | 732.8 | 0.0519 | 0.4993 | 0.966 | 0.0992
Kadmat | 2025-04-05 16:00 | 4 | 95 | 16 | 2.8 | 435.3 | 30.85 | 30.36 | 6.95 | 23.41 | 3.59 | 1000 | 723.9 | 0.0054 | 0.3446 | 0.966 | 0.0776
Kadmat | 2025-04-05 17:00 | 4 | 95 | 17 | 2.58 | 253.5 | 30.7 | 30.34 | 6.95 | 23.39 | 3.83 | 1000 | 826.7 | 0.0015 | 0.2034 | 0.966 | 0.0826
Kadmat | 2025-04-05 18:00 | 4 | 95 | 18 | 2.82 | 27.5 | 30.46 | 30.32 | 6.95 | 23.37 | 3.99 | 1000 | 877.4 | 0.0058 | 0.0225 | 0.966 | 0.0861
Kadmat | 2025-04-05 19:00 | 4 | 95 | 19 | 2.61 | 0 | 30.03 | 30.29 | 6.95 | 23.34 | 4.01 | 1000 | 968.9 | 0.002 | 0 | 0.966 | 0.0866
Kadmat | 2025-04-05 20:00 | 4 | 95 | 20 | 3.46 | 0 | 29.34 | 30.26 | 6.95 | 23.31 | 3.4 | 1000 | 893.1 | 0.0254 | 0 | 0.966 | 0.0734
Kadmat | 2025-04-05 21:00 | 4 | 95 | 21 | 3.61 | 0 | 28.79 | 30.22 | 6.95 | 23.27 | 3.35 | 1000 | 851.5 | 0.0324 | 0 | 0.966 | 0.0723
Kadmat | 2025-04-05 22:00 | 4 | 95 | 22 | 4.07 | 0 | 28.65 | 30.18 | 6.95 | 23.23 | 3.53 | 1000 | 728.7 | 0.0545 | 0 | 0.966 | 0.0762
Kadmat | 2025-04-05 23:00 | 4 | 95 | 23 | 3.86 | 0 | 28.27 | 30.14 | 6.95 | 23.19 | 3.78 | 1000 | 627.4 | 0.0437 | 0 | 0.966 | 0.0816
Kadmat | 2025-04-06 00:00 | 4 | 96 | 0 | 4.01 | 0 | 28.05 | 30.11 | 6.95 | 23.16 | 3.36 | 1000 | 535.5 | 0.0509 | 0 | 0.966 | 0.0725
Kadmat | 2025-04-06 01:00 | 4 | 96 | 1 | 3.97 | 0 | 27.9 | 30.09 | 6.95 | 23.14 | 3.54 | 1000 | 477.4 | 0.0489 | 0 | 0.966 | 0.0765
Kadmat | 2025-04-06 02:00 | 4 | 96 | 2 | 3.74 | 0 | 27.78 | 30.08 | 6.95 | 23.13 | 3.14 | 1000 | 467.7 | 0.0384 | 0 | 0.966 | 0.0678
Kadmat | 2025-04-06 03:00 | 4 | 96 | 3 | 5.04 | 0 | 27.71 | 30.07 | 6.95 | 23.12 | 2.94 | 1000 | 463.5 | 0.1205 | 0 | 0.966 | 0.0635
Kadmat | 2025-04-06 04:00 | 4 | 96 | 4 | 4.93 | 0 | 27.88 | 30.08 | 6.95 | 23.13 | 2.94 | 1000 | 466.9 | 0.112 | 0 | 0.966 | 0.0635
Kadmat | 2025-04-06 05:00 | 4 | 96 | 5 | 5.22 | 0 | 28.17 | 30.1 | 6.95 | 23.15 | 2.71 | 1000 | 513.2 | 0.1355 | 0 | 0.966 | 0.0586
Kadmat | 2025-04-06 06:00 | 4 | 96 | 6 | 5.62 | 0 | 28.41 | 30.12 | 6.95 | 23.17 | 2.93 | 1000 | 550.3 | 0.1696 | 0 | 0.966 | 0.0632
Kadmat | 2025-04-06 07:00 | 4 | 96 | 7 | 4.99 | 172.2 | 28.84 | 30.15 | 6.95 | 23.2 | 2.83 | 1000 | 621.6 | 0.1165 | 0.1399 | 0.966 | 0.0612
Kadmat | 2025-04-06 08:00 | 4 | 96 | 8 | 5.35 | 315.5 | 29.13 | 30.19 | 6.95 | 23.24 | 2.64 | 1000 | 686.5 | 0.1458 | 0.2535 | 0.966 | 0.0571
Kadmat | 2025-04-06 09:00 | 4 | 96 | 9 | 4.97 | 538.4 | 29.58 | 30.23 | 6.95 | 23.28 | 2.56 | 1000 | 709.4 | 0.115 | 0.425 | 0.966 | 0.0552
Kadmat | 2025-04-06 10:00 | 4 | 96 | 10 | 6.69 | 687 | 30.19 | 30.27 | 6.95 | 23.32 | 2.35 | 1000 | 709.4 | 0.2891 | 0.5351 | 0.966 | 0.0508
Kadmat | 2025-04-06 11:00 | 4 | 96 | 11 | 8.39 | 821.5 | 30.52 | 30.31 | 6.95 | 23.36 | 2.63 | 1000 | 734.9 | 0.5451 | 0.6327 | 0.966 | 0.0569
Kadmat | 2025-04-06 12:00 | 4 | 96 | 12 | 8.18 | 1026.4 | 30.95 | 30.34 | 6.95 | 23.39 | 2.66 | 1000 | 738.5 | 0.5109 | 0.777 | 0.966 | 0.0574
Kadmat | 2025-04-06 13:00 | 4 | 96 | 13 | 8.34 | 835.5 | 31.11 | 30.36 | 6.95 | 23.41 | 2.77 | 1000 | 735.8 | 0.5373 | 0.6414 | 0.966 | 0.0599
Kadmat | 2025-04-06 14:00 | 4 | 96 | 14 | 9.31 | 678.2 | 31.09 | 30.38 | 6.95 | 23.43 | 2.56 | 1000 | 729.2 | 0.6878 | 0.5268 | 0.966 | 0.0552
Kadmat | 2025-04-06 15:00 | 4 | 96 | 15 | 8.6 | 621.5 | 31.07 | 30.38 | 6.95 | 23.43 | 2.28 | 1000 | 665.4 | 0.5788 | 0.4849 | 0.966 | 0.0492
Kadmat | 2025-04-06 16:00 | 4 | 96 | 16 | 8.59 | 454.5 | 31.11 | 30.38 | 6.95 | 23.43 | 2.16 | 1000 | 724.9 | 0.5778 | 0.3589 | 0.966 | 0.0467
Kadmat | 2025-04-06 17:00 | 4 | 96 | 17 | 8.6 | 272.2 | 31.05 | 30.37 | 6.95 | 23.42 | 2.3 | 1000 | 789.5 | 0.5789 | 0.2178 | 0.966 | 0.0497
Kadmat | 2025-04-06 18:00 | 4 | 96 | 18 | 7.83 | 30.7 | 30.54 | 30.34 | 6.95 | 23.39 | 2.36 | 1000 | 870.1 | 0.4538 | 0.0251 | 0.966 | 0.051
Kadmat | 2025-04-06 19:00 | 4 | 96 | 19 | 7.47 | 0 | 30.01 | 30.31 | 6.95 | 23.36 | 2.56 | 1000 | 865.6 | 0.3966 | 0 | 0.966 | 0.0553
Kadmat | 2025-04-06 20:00 | 4 | 96 | 20 | 5.3 | 0 | 29.49 | 30.28 | 6.95 | 23.33 | 2.76 | 1000 | 906.9 | 0.1421 | 0 | 0.966 | 0.0596
Kadmat | 2025-04-06 21:00 | 4 | 96 | 21 | 4.51 | 0 | 29.2 | 30.24 | 6.95 | 23.29 | 2.48 | 1000 | 839 | 0.0815 | 0 | 0.966 | 0.0536
Kadmat | 2025-04-06 22:00 | 4 | 96 | 22 | 4.57 | 0 | 28.67 | 30.2 | 6.95 | 23.25 | 2.35 | 1000 | 746.2 | 0.0863 | 0 | 0.966 | 0.0508
Kadmat | 2025-04-06 23:00 | 4 | 96 | 23 | 5.43 | 0 | 28.14 | 30.17 | 6.95 | 23.22 | 2.3 | 1000 | 591.8 | 0.1522 | 0 | 0.966 | 0.0497
Kadmat | 2025-04-07 00:00 | 4 | 97 | 0 | 5.72 | 0 | 27.87 | 30.14 | 6.95 | 23.19 | 2.44 | 1000 | 528.4 | 0.1799 | 0 | 0.966 | 0.0527
Kadmat | 2025-04-07 01:00 | 4 | 97 | 1 | 5.88 | 0 | 27.9 | 30.11 | 6.95 | 23.16 | 2.34 | 1000 | 478.5 | 0.1953 | 0 | 0.966 | 0.0506
Kadmat | 2025-04-07 02:00 | 4 | 97 | 2 | 4.76 | 0 | 27.86 | 30.1 | 6.95 | 23.15 | 2.48 | 1000 | 452.7 | 0.0999 | 0 | 0.966 | 0.0535
Kadmat | 2025-04-07 03:00 | 4 | 97 | 3 | 3.75 | 0 | 27.76 | 30.1 | 6.95 | 23.15 | 2.8 | 1000 | 478.2 | 0.0386 | 0 | 0.966 | 0.0605
Kadmat | 2025-04-07 04:00 | 4 | 97 | 4 | 4.1 | 0 | 27.81 | 30.1 | 6.95 | 23.15 | 2.78 | 1000 | 455.4 | 0.0564 | 0 | 0.966 | 0.0601
Kadmat | 2025-04-07 05:00 | 4 | 97 | 5 | 3.91 | 0 | 27.92 | 30.12 | 6.95 | 23.17 | 2.94 | 1000 | 477.8 | 0.0463 | 0 | 0.966 | 0.0636
Kadmat | 2025-04-07 06:00 | 4 | 97 | 6 | 4.12 | 0 | 28.33 | 30.14 | 6.95 | 23.19 | 3.09 | 1000 | 558.1 | 0.0579 | 0 | 0.966 | 0.0667
Kadmat | 2025-04-07 07:00 | 4 | 97 | 7 | 4.8 | 187.2 | 28.83 | 30.18 | 6.95 | 23.23 | 2.72 | 1000 | 631.1 | 0.1026 | 0.152 | 0.966 | 0.0589
Kadmat | 2025-04-07 08:00 | 4 | 97 | 8 | 4.04 | 404.2 | 29.29 | 30.21 | 6.95 | 23.26 | 2.27 | 1000 | 703.2 | 0.0529 | 0.3225 | 0.966 | 0.049
Kadmat | 2025-04-07 09:00 | 4 | 97 | 9 | 3.53 | 636.9 | 29.86 | 30.25 | 6.95 | 23.3 | 2.18 | 1000 | 699.9 | 0.0285 | 0.4986 | 0.966 | 0.047
Kadmat | 2025-04-07 10:00 | 4 | 97 | 10 | 3.28 | 715.8 | 30.14 | 30.29 | 6.95 | 23.34 | 2.53 | 1000 | 704.7 | 0.0192 | 0.5564 | 0.966 | 0.0546
Kadmat | 2025-04-07 11:00 | 4 | 97 | 11 | 3.84 | 754.1 | 30.46 | 30.33 | 6.95 | 23.38 | 2.42 | 1000 | 731.6 | 0.0427 | 0.5838 | 0.966 | 0.0523
Kadmat | 2025-04-07 12:00 | 4 | 97 | 12 | 3.79 | 893.6 | 30.93 | 30.36 | 6.95 | 23.41 | 2.42 | 1000 | 783.5 | 0.0407 | 0.6834 | 0.966 | 0.0524
Kadmat | 2025-04-07 13:00 | 4 | 97 | 13 | 3.45 | 971.2 | 31.21 | 30.39 | 6.95 | 23.44 | 2.82 | 1000 | 728.8 | 0.0253 | 0.7377 | 0.966 | 0.0608
Kadmat | 2025-04-07 14:00 | 4 | 97 | 14 | 4.87 | 781 | 31.5 | 30.4 | 6.95 | 23.45 | 3.07 | 1000 | 743.5 | 0.1076 | 0.6011 | 0.966 | 0.0664
Kadmat | 2025-04-07 15:00 | 4 | 97 | 15 | 4.11 | 676.7 | 31.45 | 30.41 | 6.95 | 23.46 | 3.16 | 1000 | 674.9 | 0.0574 | 0.525 | 0.966 | 0.0683
Kadmat | 2025-04-07 16:00 | 4 | 97 | 16 | 4.87 | 515.3 | 31.09 | 30.4 | 6.95 | 23.45 | 2.78 | 1000 | 739.6 | 0.1078 | 0.4051 | 0.966 | 0.06
Kadmat | 2025-04-07 17:00 | 4 | 97 | 17 | 5.23 | 233.1 | 30.93 | 30.39 | 6.95 | 23.44 | 2.9 | 1000 | 812.1 | 0.1362 | 0.1872 | 0.966 | 0.0627
Kadmat | 2025-04-07 18:00 | 4 | 97 | 18 | 5.6 | 31.1 | 30.74 | 30.37 | 6.95 | 23.42 | 3.03 | 1000 | 842.5 | 0.1685 | 0.0254 | 0.966 | 0.0654
Kadmat | 2025-04-07 19:00 | 4 | 97 | 19 | 5.66 | 0 | 30.48 | 30.34 | 6.95 | 23.39 | 3.06 | 1000 | 947.6 | 0.1735 | 0 | 0.966 | 0.0661
Kadmat | 2025-04-07 20:00 | 4 | 97 | 20 | 4.34 | 0 | 30.2 | 30.3 | 6.95 | 23.35 | 2.81 | 1000 | 916.6 | 0.0712 | 0 | 0.966 | 0.0606
Kadmat | 2025-04-07 21:00 | 4 | 97 | 21 | 4.28 | 0 | 29.77 | 30.26 | 6.95 | 23.31 | 2.93 | 1000 | 849.1 | 0.0674 | 0 | 0.966 | 0.0633
Kadmat | 2025-04-07 22:00 | 4 | 97 | 22 | 4.43 | 0 | 29.17 | 30.23 | 6.95 | 23.28 | 3.31 | 1000 | 768.5 | 0.077 | 0 | 0.966 | 0.0714
Kadmat | 2025-04-07 23:00 | 4 | 97 | 23 | 4.21 | 0 | 28.99 | 30.19 | 6.95 | 23.24 | 3.2 | 1000 | 609.8 | 0.063 | 0 | 0.966 | 0.0692
Kadmat | 2025-04-08 00:00 | 4 | 98 | 0 | 3.66 | 0 | 28.68 | 30.16 | 6.95 | 23.21 | 3.59 | 1000 | 508.8 | 0.0343 | 0 | 0.966 | 0.0775
Kadmat | 2025-04-08 01:00 | 4 | 98 | 1 | 3.97 | 0 | 28.55 | 30.14 | 6.95 | 23.19 | 3.63 | 1000 | 510.6 | 0.049 | 0 | 0.966 | 0.0784
Kadmat | 2025-04-08 02:00 | 4 | 98 | 2 | 4.06 | 0 | 28.49 | 30.12 | 6.95 | 23.17 | 4.17 | 1000 | 464.9 | 0.0541 | 0 | 0.966 | 0.0901
Kadmat | 2025-04-08 03:00 | 4 | 98 | 3 | 4.1 | 0 | 28.26 | 30.12 | 6.95 | 23.17 | 3.93 | 1000 | 460.5 | 0.0564 | 0 | 0.966 | 0.0849
Kadmat | 2025-04-08 04:00 | 4 | 98 | 4 | 3.56 | 0 | 28.34 | 30.13 | 6.95 | 23.18 | 3.82 | 1000 | 470.7 | 0.0298 | 0 | 0.966 | 0.0825
Kadmat | 2025-04-08 05:00 | 4 | 98 | 5 | 4.38 | 0 | 28.54 | 30.14 | 6.95 | 23.19 | 4.17 | 1000 | 493.9 | 0.0735 | 0 | 0.966 | 0.09
Kadmat | 2025-04-08 06:00 | 4 | 98 | 6 | 4.34 | 0 | 29.01 | 30.17 | 6.95 | 23.22 | 4.27 | 1000 | 580.6 | 0.0714 | 0 | 0.966 | 0.0922
Kadmat | 2025-04-08 07:00 | 4 | 98 | 7 | 3.89 | 165.7 | 29.39 | 30.2 | 6.95 | 23.25 | 3.9 | 1000 | 640.6 | 0.0453 | 0.1345 | 0.966 | 0.0842
Kadmat | 2025-04-08 08:00 | 4 | 98 | 8 | 3.25 | 313.7 | 29.73 | 30.24 | 6.95 | 23.29 | 3.77 | 1000 | 675.4 | 0.018 | 0.2515 | 0.966 | 0.0813
Kadmat | 2025-04-08 09:00 | 4 | 98 | 9 | 2.44 | 607.7 | 30.35 | 30.28 | 6.95 | 23.32 | 3.66 | 1000 | 675.6 | 0 | 0.4759 | 0.966 | 0.0791
Kadmat | 2025-04-08 10:00 | 4 | 98 | 10 | 3.47 | 771.2 | 30.67 | 30.31 | 6.95 | 23.36 | 3.81 | 1000 | 748.8 | 0.0259 | 0.5959 | 0.966 | 0.0824
Kadmat | 2025-04-08 11:00 | 4 | 98 | 11 | 4.04 | 679.3 | 30.81 | 30.35 | 6.95 | 23.4 | 3.93 | 1000 | 774.4 | 0.0528 | 0.5282 | 0.966 | 0.0849
Kadmat | 2025-04-08 12:00 | 4 | 98 | 12 | 3.82 | 866.5 | 31.19 | 30.38 | 6.95 | 23.43 | 4.29 | 1000 | 735.1 | 0.0422 | 0.6634 | 0.966 | 0.0928
Kadmat | 2025-04-08 13:00 | 4 | 98 | 13 | 3.31 | 817.1 | 31.17 | 30.41 | 6.95 | 23.46 | 4.64 | 1000 | 750 | 0.0201 | 0.6279 | 0.966 | 0.1003
Kadmat | 2025-04-08 14:00 | 4 | 98 | 14 | 3.19 | 690.3 | 31.27 | 30.42 | 6.95 | 23.47 | 5.01 | 1000 | 769.3 | 0.016 | 0.5354 | 0.966 | 0.1083
Kadmat | 2025-04-08 15:00 | 4 | 98 | 15 | 2.83 | 651.2 | 31.01 | 30.43 | 6.95 | 23.48 | 4.9 | 1000 | 734.2 | 0.0059 | 0.507 | 0.966 | 0.1058
Kadmat | 2025-04-08 16:00 | 4 | 98 | 16 | 2.37 | 469.5 | 30.97 | 30.43 | 6.95 | 23.48 | 4.94 | 1000 | 757.7 | 0 | 0.3705 | 0.966 | 0.1067
Kadmat | 2025-04-08 17:00 | 4 | 98 | 17 | 2.56 | 253.3 | 30.82 | 30.41 | 6.95 | 23.46 | 6.05 | 1000 | 832.5 | 0.001 | 0.2032 | 0.966 | 0.1308
Kadmat | 2025-04-08 18:00 | 4 | 98 | 18 | 3.58 | 29.6 | 30.46 | 30.39 | 6.95 | 23.44 | 5.96 | 1000 | 943.7 | 0.0306 | 0.0242 | 0.966 | 0.1287
Kadmat | 2025-04-08 19:00 | 4 | 98 | 19 | 4.88 | 0 | 30.22 | 30.36 | 6.95 | 23.41 | 6.05 | 1000 | 897.9 | 0.1082 | 0 | 0.966 | 0.1308
Kadmat | 2025-04-08 20:00 | 4 | 98 | 20 | 4.48 | 0 | 30 | 30.32 | 6.95 | 23.37 | 5.9 | 1000 | 912.8 | 0.0795 | 0 | 0.966 | 0.1274
Kadmat | 2025-04-08 21:00 | 4 | 98 | 21 | 4.06 | 0 | 29.63 | 30.29 | 6.95 | 23.34 | 5.94 | 1000 | 823.8 | 0.054 | 0 | 0.966 | 0.1284
Kadmat | 2025-04-08 22:00 | 4 | 98 | 22 | 3.23 | 0 | 29.3 | 30.25 | 6.95 | 23.3 | 5.87 | 1000 | 709.2 | 0.0174 | 0 | 0.966 | 0.1268
Kadmat | 2025-04-08 23:00 | 4 | 98 | 23 | 2.94 | 0 | 28.95 | 30.21 | 6.95 | 23.26 | 5.78 | 1000 | 603.8 | 0.0079 | 0 | 0.966 | 0.1249
Kadmat | 2025-04-09 00:00 | 4 | 99 | 0 | 2.53 | 0 | 28.67 | 30.18 | 6.95 | 23.23 | 5.41 | 1000 | 527.9 | 0.0005 | 0 | 0.966 | 0.1168
Kadmat | 2025-04-09 01:00 | 4 | 99 | 1 | 3.5 | 0 | 28.43 | 30.16 | 6.95 | 23.21 | 5.85 | 1000 | 493.9 | 0.027 | 0 | 0.966 | 0.1263
Kadmat | 2025-04-09 02:00 | 4 | 99 | 2 | 3.57 | 0 | 28.25 | 30.15 | 6.95 | 23.2 | 5.54 | 1000 | 475.6 | 0.0304 | 0 | 0.966 | 0.1197
Kadmat | 2025-04-09 03:00 | 4 | 99 | 3 | 3.12 | 0 | 28.03 | 30.14 | 6.95 | 23.19 | 5.35 | 1000 | 471.3 | 0.0133 | 0 | 0.966 | 0.1156
Kadmat | 2025-04-09 04:00 | 4 | 99 | 4 | 3.12 | 0 | 28.36 | 30.15 | 6.95 | 23.2 | 5.02 | 1000 | 445 | 0.0132 | 0 | 0.966 | 0.1085
Kadmat | 2025-04-09 05:00 | 4 | 99 | 5 | 3.05 | 0 | 28.66 | 30.16 | 6.95 | 23.21 | 5.02 | 1000 | 502.1 | 0.0109 | 0 | 0.966 | 0.1084
Kadmat | 2025-04-09 06:00 | 4 | 99 | 6 | 3.46 | 0 | 29.01 | 30.19 | 6.95 | 23.24 | 5.45 | 1000 | 587.7 | 0.0255 | 0 | 0.966 | 0.1176
Kadmat | 2025-04-09 07:00 | 4 | 99 | 7 | 4.51 | 160.5 | 29.17 | 30.22 | 6.95 | 23.27 | 5.73 | 1000 | 629.3 | 0.082 | 0.1304 | 0.966 | 0.1238
Kadmat | 2025-04-09 08:00 | 4 | 99 | 8 | 5.08 | 385.3 | 29.43 | 30.26 | 6.95 | 23.31 | 5.93 | 1000 | 685.5 | 0.1233 | 0.3077 | 0.966 | 0.1281
Kadmat | 2025-04-09 09:00 | 4 | 99 | 9 | 5.09 | 573.3 | 29.88 | 30.3 | 6.95 | 23.35 | 5.64 | 1000 | 677.3 | 0.1243 | 0.4508 | 0.966 | 0.1217
Kadmat | 2025-04-09 10:00 | 4 | 99 | 10 | 5.48 | 708.9 | 30.21 | 30.34 | 6.95 | 23.39 | 6.37 | 1000 | 757.1 | 0.157 | 0.5512 | 0.966 | 0.1376
Kadmat | 2025-04-09 11:00 | 4 | 99 | 11 | 5.68 | 839.5 | 30.63 | 30.37 | 6.95 | 23.42 | 6.67 | 1000 | 722.1 | 0.176 | 0.6454 | 0.966 | 0.1441
Kadmat | 2025-04-09 12:00 | 4 | 99 | 12 | 3.94 | 871.4 | 30.92 | 30.41 | 6.95 | 23.46 | 6.74 | 1000 | 716.3 | 0.0476 | 0.6676 | 0.966 | 0.1455
Kadmat | 2025-04-09 13:00 | 4 | 99 | 13 | 3.24 | 935.4 | 31.23 | 30.43 | 6.95 | 23.48 | 5.84 | 1000 | 708.4 | 0.0178 | 0.7123 | 0.966 | 0.1261
Kadmat | 2025-04-09 14:00 | 4 | 99 | 14 | 3.12 | 818.7 | 31.4 | 30.45 | 6.95 | 23.5 | 5.7 | 1000 | 722.8 | 0.0132 | 0.6286 | 0.966 | 0.1231
Kadmat | 2025-04-09 15:00 | 4 | 99 | 15 | 3.11 | 640.1 | 31.24 | 30.45 | 6.95 | 23.5 | 6.51 | 1000 | 744.9 | 0.0129 | 0.4983 | 0.966 | 0.1406
Kadmat | 2025-04-09 16:00 | 4 | 99 | 16 | 3.5 | 511.1 | 30.87 | 30.45 | 6.95 | 23.5 | 7.17 | 1000 | 741.6 | 0.0272 | 0.4023 | 0.966 | 0.155
Kadmat | 2025-04-09 17:00 | 4 | 99 | 17 | 3.86 | 244.3 | 30.77 | 30.44 | 6.95 | 23.49 | 7.78 | 1000 | 842.6 | 0.0436 | 0.1962 | 0.966 | 0.1681
Kadmat | 2025-04-09 18:00 | 4 | 99 | 18 | 3.79 | 29.4 | 30.33 | 30.41 | 6.95 | 23.46 | 7.72 | 1000 | 930.6 | 0.0407 | 0.024 | 0.966 | 0.1667
Kadmat | 2025-04-09 19:00 | 4 | 99 | 19 | 4.29 | 0 | 30.23 | 30.38 | 6.95 | 23.43 | 8.16 | 1000 | 890.5 | 0.0681 | 0 | 0.966 | 0.1763
Kadmat | 2025-04-09 20:00 | 4 | 99 | 20 | 4.27 | 0 | 29.85 | 30.35 | 6.95 | 23.4 | 8.2 | 1000 | 882.3 | 0.0667 | 0 | 0.966 | 0.177
Kadmat | 2025-04-09 21:00 | 4 | 99 | 21 | 3.24 | 0 | 29.37 | 30.31 | 6.95 | 23.36 | 9.23 | 1000 | 819.4 | 0.0175 | 0 | 0.966 | 0.1994
Kadmat | 2025-04-09 22:00 | 4 | 99 | 22 | 3.86 | 0 | 28.9 | 30.27 | 6.95 | 23.32 | 9.5 | 1000 | 740.9 | 0.044 | 0 | 0.966 | 0.2052
Kadmat | 2025-04-09 23:00 | 4 | 99 | 23 | 3.94 | 0 | 28.79 | 30.24 | 6.95 | 23.29 | 8.37 | 1000 | 557.6 | 0.0475 | 0 | 0.966 | 0.1807
Kadmat | 2025-04-10 00:00 | 4 | 100 | 0 | 3.94 | 0 | 28.47 | 30.21 | 6.95 | 23.26 | 7.54 | 1000 | 526 | 0.0475 | 0 | 0.966 | 0.1629
Kadmat | 2025-04-10 01:00 | 4 | 100 | 1 | 4.43 | 0 | 28.17 | 30.18 | 6.95 | 23.23 | 7.95 | 1000 | 486.3 | 0.0767 | 0 | 0.966 | 0.1717
Kadmat | 2025-04-10 02:00 | 4 | 100 | 2 | 4.29 | 0 | 27.82 | 30.17 | 6.95 | 23.22 | 8.42 | 1000 | 479.4 | 0.0683 | 0 | 0.966 | 0.1818
Kadmat | 2025-04-10 03:00 | 4 | 100 | 3 | 4.43 | 0 | 27.8 | 30.17 | 6.95 | 23.22 | 8.05 | 1000 | 471.6 | 0.0769 | 0 | 0.966 | 0.1739
Kadmat | 2025-04-10 04:00 | 4 | 100 | 4 | 4.37 | 0 | 28.02 | 30.17 | 6.95 | 23.22 | 7.5 | 1000 | 484.4 | 0.0732 | 0 | 0.966 | 0.1619
Kadmat | 2025-04-10 05:00 | 4 | 100 | 5 | 4.84 | 0 | 28.41 | 30.19 | 6.95 | 23.24 | 6.42 | 1000 | 513.6 | 0.1057 | 0 | 0.966 | 0.1387
Kadmat | 2025-04-10 06:00 | 4 | 100 | 6 | 5.28 | 0 | 28.87 | 30.21 | 6.95 | 23.26 | 5.7 | 1000 | 587.4 | 0.14 | 0 | 0.966 | 0.123
Kadmat | 2025-04-10 07:00 | 4 | 100 | 7 | 4.81 | 187.8 | 29.38 | 30.24 | 6.95 | 23.29 | 5.06 | 1000 | 642.3 | 0.1031 | 0.1522 | 0.966 | 0.1094
Kadmat | 2025-04-10 08:00 | 4 | 100 | 8 | 5.19 | 423.5 | 30.07 | 30.28 | 6.95 | 23.33 | 5.27 | 1000 | 660.7 | 0.1325 | 0.3364 | 0.966 | 0.1138
Kadmat | 2025-04-10 09:00 | 4 | 100 | 9 | 5.31 | 701.8 | 30.51 | 30.32 | 6.95 | 23.37 | 5.97 | 1000 | 733.7 | 0.1423 | 0.5454 | 0.966 | 0.1289
Kadmat | 2025-04-10 10:00 | 4 | 100 | 10 | 5.8 | 791.1 | 30.98 | 30.36 | 6.95 | 23.41 | 5.84 | 1000 | 722 | 0.1872 | 0.6096 | 0.966 | 0.1261
Kadmat | 2025-04-10 11:00 | 4 | 100 | 11 | 6.17 | 780.4 | 31.18 | 30.4 | 6.95 | 23.45 | 6.16 | 1000 | 749.5 | 0.2267 | 0.6014 | 0.966 | 0.1331
Kadmat | 2025-04-10 12:00 | 4 | 100 | 12 | 6.97 | 982.5 | 31.41 | 30.43 | 6.95 | 23.48 | 6.51 | 1000 | 744.5 | 0.3254 | 0.745 | 0.966 | 0.1406
Kadmat | 2025-04-10 13:00 | 4 | 100 | 13 | 8.29 | 991.3 | 31.54 | 30.45 | 6.95 | 23.5 | 6.3 | 1000 | 735.6 | 0.5281 | 0.7508 | 0.966 | 0.1361
Kadmat | 2025-04-10 14:00 | 4 | 100 | 14 | 8.72 | 856 | 31.59 | 30.47 | 6.95 | 23.52 | 5.89 | 1000 | 758 | 0.5978 | 0.6549 | 0.966 | 0.1271
Kadmat | 2025-04-10 15:00 | 4 | 100 | 15 | 9.13 | 707 | 31.28 | 30.48 | 6.95 | 23.53 | 5.11 | 1000 | 723.9 | 0.6618 | 0.5476 | 0.966 | 0.1104
Kadmat | 2025-04-10 16:00 | 4 | 100 | 16 | 7.08 | 449.9 | 31.14 | 30.47 | 6.95 | 23.52 | 5.48 | 1000 | 729.5 | 0.3412 | 0.3553 | 0.966 | 0.1184
Kadmat | 2025-04-10 17:00 | 4 | 100 | 17 | 5.83 | 283.4 | 31.02 | 30.46 | 6.95 | 23.51 | 4.99 | 1000 | 846.1 | 0.1905 | 0.2266 | 0.966 | 0.1079
Kadmat | 2025-04-10 18:00 | 4 | 100 | 18 | 5.83 | 31.4 | 30.75 | 30.44 | 6.95 | 23.49 | 5.02 | 1000 | 931.6 | 0.1905 | 0.0256 | 0.966 | 0.1085
Kadmat | 2025-04-10 19:00 | 4 | 100 | 19 | 4.91 | 0 | 30.17 | 30.41 | 6.95 | 23.46 | 4.66 | 1000 | 920.8 | 0.1107 | 0 | 0.966 | 0.1007
Kadmat | 2025-04-10 20:00 | 4 | 100 | 20 | 5 | 0 | 29.78 | 30.37 | 6.95 | 23.42 | 5.16 | 1000 | 947.4 | 0.1168 | 0 | 0.966 | 0.1114
Kadmat | 2025-04-10 21:00 | 4 | 100 | 21 | 4.56 | 0 | 29.42 | 30.33 | 6.95 | 23.38 | 5.66 | 1000 | 886.3 | 0.0853 | 0 | 0.966 | 0.1222
Kadmat | 2025-04-10 22:00 | 4 | 100 | 22 | 4.22 | 0 | 28.79 | 30.29 | 6.95 | 23.34 | 6.27 | 1000 | 733.5 | 0.0638 | 0 | 0.966 | 0.1353
Kadmat | 2025-04-10 23:00 | 4 | 100 | 23 | 4.26 | 0 | 28.61 | 30.26 | 6.95 | 23.31 | 6.46 | 1000 | 610.4 | 0.0663 | 0 | 0.966 | 0.1395
Kadmat | 2025-04-11 00:00 | 4 | 101 | 0 | 4.45 | 0 | 28.28 | 30.23 | 6.95 | 23.28 | 6.34 | 1000 | 501.1 | 0.0777 | 0 | 0.966 | 0.137
Kadmat | 2025-04-11 01:00 | 4 | 101 | 1 | 4.13 | 0 | 27.92 | 30.21 | 6.95 | 23.26 | 7.9 | 1000 | 483.1 | 0.0584 | 0 | 0.966 | 0.1705
Kadmat | 2025-04-11 02:00 | 4 | 101 | 2 | 4.09 | 0 | 27.71 | 30.19 | 6.95 | 23.24 | 8.34 | 1000 | 447.3 | 0.056 | 0 | 0.966 | 0.1801
Kadmat | 2025-04-11 03:00 | 4 | 101 | 3 | 3.72 | 0 | 27.88 | 30.19 | 6.95 | 23.24 | 8.61 | 1000 | 462.2 | 0.0372 | 0 | 0.966 | 0.186
Kadmat | 2025-04-11 04:00 | 4 | 101 | 4 | 3.02 | 0 | 28.11 | 30.19 | 6.95 | 23.24 | 8.23 | 1000 | 474.3 | 0.0097 | 0 | 0.966 | 0.1778
Kadmat | 2025-04-11 05:00 | 4 | 101 | 5 | 3.35 | 0 | 28.2 | 30.21 | 6.95 | 23.26 | 7.72 | 1000 | 498.4 | 0.0215 | 0 | 0.966 | 0.1667
Kadmat | 2025-04-11 06:00 | 4 | 101 | 6 | 3.75 | 0 | 28.52 | 30.23 | 6.95 | 23.28 | 6.65 | 1000 | 579.1 | 0.0389 | 0 | 0.966 | 0.1437
Kadmat | 2025-04-11 07:00 | 4 | 101 | 7 | 3.89 | 171.2 | 28.92 | 30.27 | 6.95 | 23.32 | 7.49 | 1000 | 612.6 | 0.0453 | 0.1391 | 0.966 | 0.1618
Kadmat | 2025-04-11 08:00 | 4 | 101 | 8 | 3.81 | 468.2 | 29.57 | 30.3 | 6.95 | 23.35 | 7.98 | 1000 | 682.4 | 0.0417 | 0.3715 | 0.966 | 0.1724
Kadmat | 2025-04-11 09:00 | 4 | 101 | 9 | 3.93 | 556.4 | 29.95 | 30.34 | 6.95 | 23.39 | 8.57 | 1000 | 728.2 | 0.047 | 0.438 | 0.966 | 0.1851
Kadmat | 2025-04-11 10:00 | 4 | 101 | 10 | 4.27 | 776.8 | 30.47 | 30.38 | 6.95 | 23.43 | 8.56 | 1000 | 748.3 | 0.0671 | 0.6004 | 0.966 | 0.1848
Kadmat | 2025-04-11 11:00 | 4 | 101 | 11 | 4.79 | 774.7 | 30.82 | 30.42 | 6.95 | 23.47 | 9.01 | 1000 | 772.1 | 0.1018 | 0.5981 | 0.966 | 0.1947
Kadmat | 2025-04-11 12:00 | 4 | 101 | 12 | 5.31 | 931.6 | 31.08 | 30.45 | 6.95 | 23.5 | 10.4 | 1000 | 729.3 | 0.1424 | 0.7101 | 0.966 | 0.2246
Kadmat | 2025-04-11 13:00 | 4 | 101 | 13 | 5.51 | 774.4 | 31.25 | 30.48 | 6.95 | 23.53 | 10.13 | 1000 | 718.9 | 0.1597 | 0.5969 | 0.966 | 0.2187
Kadmat | 2025-04-11 14:00 | 4 | 101 | 14 | 5.57 | 766.6 | 31.25 | 30.49 | 6.95 | 23.54 | 10.6 | 1000 | 737 | 0.1648 | 0.5912 | 0.966 | 0.229
Kadmat | 2025-04-11 15:00 | 4 | 101 | 15 | 6.24 | 636.8 | 31.16 | 30.5 | 6.95 | 23.55 | 10.88 | 1000 | 699.7 | 0.2347 | 0.4961 | 0.966 | 0.235
Kadmat | 2025-04-11 16:00 | 4 | 101 | 16 | 5.78 | 507 | 30.98 | 30.5 | 6.95 | 23.55 | 9.48 | 1000 | 716.6 | 0.1851 | 0.399 | 0.966 | 0.2048
Kadmat | 2025-04-11 17:00 | 4 | 101 | 17 | 5.51 | 257 | 30.62 | 30.48 | 6.95 | 23.53 | 9.91 | 1000 | 845.6 | 0.159 | 0.2062 | 0.966 | 0.2141
Kadmat | 2025-04-11 18:00 | 4 | 101 | 18 | 5.04 | 29.2 | 30.35 | 30.46 | 6.95 | 23.51 | 9.53 | 1000 | 958.7 | 0.12 | 0.0238 | 0.966 | 0.2059
Kadmat | 2025-04-11 19:00 | 4 | 101 | 19 | 4.18 | 0 | 29.97 | 30.43 | 6.95 | 23.48 | 9.93 | 1000 | 898.8 | 0.0614 | 0 | 0.966 | 0.2144
Kadmat | 2025-04-11 20:00 | 4 | 101 | 20 | 3.9 | 0 | 29.42 | 30.39 | 6.95 | 23.44 | 10.56 | 1000 | 953.8 | 0.0455 | 0 | 0.966 | 0.228
Kadmat | 2025-04-11 21:00 | 4 | 101 | 21 | 3.53 | 0 | 29.12 | 30.36 | 6.95 | 23.41 | 9.05 | 1000 | 854.4 | 0.0284 | 0 | 0.966 | 0.1955
Kadmat | 2025-04-11 22:00 | 4 | 101 | 22 | 3 | 0 | 28.83 | 30.32 | 6.95 | 23.37 | 8.83 | 1000 | 736.2 | 0.009 | 0 | 0.966 | 0.1907
Kadmat | 2025-04-11 23:00 | 4 | 101 | 23 | 3.15 | 0 | 28.53 | 30.28 | 6.95 | 23.33 | 9.42 | 1000 | 616.3 | 0.0144 | 0 | 0.966 | 0.2035
Kadmat | 2025-04-12 00:00 | 4 | 102 | 0 | 4 | 0 | 28.26 | 30.25 | 6.95 | 23.3 | 9.67 | 1000 | 521.8 | 0.0504 | 0 | 0.966 | 0.2088
Kadmat | 2025-04-12 01:00 | 4 | 102 | 1 | 3.83 | 0 | 28.04 | 30.23 | 6.95 | 23.28 | 10.19 | 1000 | 481.2 | 0.0426 | 0 | 0.966 | 0.2201
Kadmat | 2025-04-12 02:00 | 4 | 102 | 2 | 3.77 | 0 | 27.82 | 30.22 | 6.95 | 23.27 | 9.98 | 1000 | 497.3 | 0.0398 | 0 | 0.966 | 0.2155
Kadmat | 2025-04-12 03:00 | 4 | 102 | 3 | 4.17 | 0 | 28.13 | 30.21 | 6.95 | 23.26 | 10.02 | 1000 | 468.1 | 0.0605 | 0 | 0.966 | 0.2164
Kadmat | 2025-04-12 04:00 | 4 | 102 | 4 | 4.22 | 0 | 28.14 | 30.22 | 6.95 | 23.27 | 10.25 | 1000 | 463.6 | 0.0642 | 0 | 0.966 | 0.2214
Kadmat | 2025-04-12 05:00 | 4 | 102 | 5 | 3.42 | 0 | 28.54 | 30.23 | 6.95 | 23.28 | 11.23 | 1000 | 517.9 | 0.024 | 0 | 0.966 | 0.2425
Kadmat | 2025-04-12 06:00 | 4 | 102 | 6 | 4.38 | 0 | 28.88 | 30.26 | 6.95 | 23.31 | 11.16 | 1000 | 581.4 | 0.0735 | 0 | 0.966 | 0.2411
Kadmat | 2025-04-12 07:00 | 4 | 102 | 7 | 4.87 | 166.7 | 29.51 | 30.29 | 6.95 | 23.34 | 9.27 | 1000 | 589.2 | 0.1075 | 0.1352 | 0.966 | 0.2003
Kadmat | 2025-04-12 08:00 | 4 | 102 | 8 | 5.29 | 419.9 | 29.85 | 30.33 | 6.95 | 23.38 | 9.23 | 1000 | 701.3 | 0.1407 | 0.334 | 0.966 | 0.1994
Kadmat | 2025-04-12 09:00 | 4 | 102 | 9 | 5.2 | 527 | 30.35 | 30.37 | 6.95 | 23.42 | 9.44 | 1000 | 673.7 | 0.1338 | 0.4151 | 0.966 | 0.204
Kadmat | 2025-04-12 10:00 | 4 | 102 | 10 | 5.15 | 776.3 | 31.09 | 30.41 | 6.95 | 23.46 | 9.17 | 1000 | 719.3 | 0.1294 | 0.5986 | 0.966 | 0.1981
Kadmat | 2025-04-12 11:00 | 4 | 102 | 11 | 6.66 | 834.9 | 31.25 | 30.44 | 6.95 | 23.49 | 8.4 | 1000 | 748.9 | 0.285 | 0.6406 | 0.966 | 0.1814
Kadmat | 2025-04-12 12:00 | 4 | 102 | 12 | 6.94 | 851.5 | 31.46 | 30.48 | 6.95 | 23.53 | 8.51 | 1000 | 744.4 | 0.321 | 0.652 | 0.966 | 0.1838
Kadmat | 2025-04-12 13:00 | 4 | 102 | 13 | 6.19 | 1020.7 | 31.58 | 30.5 | 6.95 | 23.55 | 7.57 | 1000 | 728.2 | 0.2285 | 0.7712 | 0.966 | 0.1635
Kadmat | 2025-04-12 14:00 | 4 | 102 | 14 | 6.43 | 819.8 | 31.64 | 30.52 | 6.95 | 23.57 | 7.89 | 1000 | 720.2 | 0.2562 | 0.6288 | 0.966 | 0.1704
Kadmat | 2025-04-12 15:00 | 4 | 102 | 15 | 6.31 | 733.8 | 31.53 | 30.52 | 6.95 | 23.57 | 7.6 | 1000 | 717.5 | 0.2422 | 0.5667 | 0.966 | 0.1643
Kadmat | 2025-04-12 16:00 | 4 | 102 | 16 | 5.34 | 479.7 | 31.34 | 30.52 | 6.95 | 23.57 | 8.16 | 1000 | 754.8 | 0.1451 | 0.3778 | 0.966 | 0.1764
Kadmat | 2025-04-12 17:00 | 4 | 102 | 17 | 5.49 | 257.6 | 30.93 | 30.5 | 6.95 | 23.55 | 7.11 | 1000 | 781.5 | 0.1575 | 0.2065 | 0.966 | 0.1536
Kadmat | 2025-04-12 18:00 | 4 | 102 | 18 | 4.64 | 30.9 | 30.44 | 30.48 | 6.95 | 23.53 | 6.72 | 1000 | 898.2 | 0.0912 | 0.0252 | 0.966 | 0.1451
Kadmat | 2025-04-12 19:00 | 4 | 102 | 19 | 3.75 | 0 | 30.05 | 30.45 | 6.95 | 23.5 | 7.28 | 1000 | 937.5 | 0.0386 | 0 | 0.966 | 0.1573
Kadmat | 2025-04-12 20:00 | 4 | 102 | 20 | 3.52 | 0 | 29.47 | 30.42 | 6.95 | 23.47 | 7.02 | 1000 | 892.6 | 0.0281 | 0 | 0.966 | 0.1517
Kadmat | 2025-04-12 21:00 | 4 | 102 | 21 | 3.49 | 0 | 29.23 | 30.38 | 6.95 | 23.43 | 7.6 | 1000 | 866.1 | 0.0266 | 0 | 0.966 | 0.1642
Kadmat | 2025-04-12 22:00 | 4 | 102 | 22 | 3.11 | 0 | 28.68 | 30.34 | 6.95 | 23.39 | 7.76 | 1000 | 714.8 | 0.013 | 0 | 0.966 | 0.1677
Kadmat | 2025-04-12 23:00 | 4 | 102 | 23 | 2.42 | 0 | 28.35 | 30.31 | 6.95 | 23.36 | 7.67 | 1000 | 585.1 | 0 | 0 | 0.966 | 0.1658
Kadmat | 2025-04-13 00:00 | 4 | 103 | 0 | 2.62 | 0 | 28.12 | 30.28 | 6.95 | 23.33 | 7.22 | 1000 | 541.1 | 0.0022 | 0 | 0.966 | 0.156
Kadmat | 2025-04-13 01:00 | 4 | 103 | 1 | 2.24 | 0 | 27.97 | 30.25 | 6.95 | 23.3 | 8.05 | 1000 | 466.2 | 0 | 0 | 0.966 | 0.1739
Kadmat | 2025-04-13 02:00 | 4 | 103 | 2 | 1.66 | 0 | 27.81 | 30.24 | 6.95 | 23.29 | 7.7 | 1000 | 464 | 0 | 0 | 0.966 | 0.1663
Kadmat | 2025-04-13 03:00 | 4 | 103 | 3 | 1.68 | 0 | 27.85 | 30.23 | 6.95 | 23.28 | 7.13 | 1000 | 440.6 | 0 | 0 | 0.966 | 0.1539
Kadmat | 2025-04-13 04:00 | 4 | 103 | 4 | 2.07 | 0 | 27.92 | 30.24 | 6.95 | 23.29 | 6.56 | 1000 | 469.4 | 0 | 0 | 0.966 | 0.1416
Kadmat | 2025-04-13 05:00 | 4 | 103 | 5 | 2.42 | 0 | 27.89 | 30.26 | 6.95 | 23.31 | 6.21 | 1000 | 521.9 | 0 | 0 | 0.966 | 0.1341
Kadmat | 2025-04-13 06:00 | 4 | 103 | 6 | 1.78 | 0 | 28.34 | 30.28 | 6.95 | 23.33 | 7.08 | 1000 | 607.7 | 0 | 0 | 0.966 | 0.153
Kadmat | 2025-04-13 07:00 | 4 | 103 | 7 | 1.87 | 187.5 | 28.88 | 30.31 | 6.95 | 23.36 | 6.9 | 1000 | 628.9 | 0 | 0.1522 | 0.966 | 0.1491
Kadmat | 2025-04-13 08:00 | 4 | 103 | 8 | 1.55 | 441.7 | 29.48 | 30.35 | 6.95 | 23.4 | 7.4 | 1000 | 682.4 | 0 | 0.3512 | 0.966 | 0.1599
Kadmat | 2025-04-13 09:00 | 4 | 103 | 9 | 1.33 | 631 | 29.97 | 30.39 | 6.95 | 23.44 | 7.61 | 1000 | 694.5 | 0 | 0.4939 | 0.966 | 0.1644
Kadmat | 2025-04-13 10:00 | 4 | 103 | 10 | 1.14 | 749 | 30.36 | 30.43 | 6.95 | 23.48 | 7.34 | 1000 | 746.8 | 0 | 0.5803 | 0.966 | 0.1586
Kadmat | 2025-04-13 11:00 | 4 | 103 | 11 | 1.33 | 967.8 | 30.56 | 30.47 | 6.95 | 23.52 | 7.66 | 1000 | 710.1 | 0 | 0.7371 | 0.966 | 0.1654
Kadmat | 2025-04-13 12:00 | 4 | 103 | 12 | 1.76 | 861.1 | 30.7 | 30.5 | 6.95 | 23.55 | 7.71 | 1000 | 803.5 | 0 | 0.6608 | 0.966 | 0.1666
Kadmat | 2025-04-13 13:00 | 4 | 103 | 13 | 2 | 992.8 | 30.96 | 30.52 | 6.95 | 23.57 | 8.6 | 1000 | 738.8 | 0 | 0.7535 | 0.966 | 0.1857
Kadmat | 2025-04-13 14:00 | 4 | 103 | 14 | 2.39 | 809.1 | 30.78 | 30.54 | 6.95 | 23.59 | 9.34 | 1000 | 706.6 | 0 | 0.6231 | 0.966 | 0.2017
Kadmat | 2025-04-13 15:00 | 4 | 103 | 15 | 2.02 | 702.1 | 30.72 | 30.55 | 6.95 | 23.6 | 9.77 | 1000 | 706 | 0 | 0.5451 | 0.966 | 0.2111
Kadmat | 2025-04-13 16:00 | 4 | 103 | 16 | 2.72 | 478.4 | 30.75 | 30.54 | 6.95 | 23.59 | 9.1 | 1000 | 777.8 | 0.0039 | 0.3776 | 0.966 | 0.1967
Kadmat | 2025-04-13 17:00 | 4 | 103 | 17 | 3.11 | 293.2 | 30.48 | 30.53 | 6.95 | 23.58 | 8.77 | 1000 | 798.1 | 0.0131 | 0.2348 | 0.966 | 0.1894
Kadmat | 2025-04-13 18:00 | 4 | 103 | 18 | 1.96 | 31 | 30.14 | 30.5 | 6.95 | 23.55 | 8.65 | 1000 | 899 | 0 | 0.0254 | 0.966 | 0.1868
Kadmat | 2025-04-13 19:00 | 4 | 103 | 19 | 1.94 | 0 | 29.74 | 30.47 | 6.95 | 23.52 | 7.86 | 1000 | 956 | 0 | 0 | 0.966 | 0.1698
Kadmat | 2025-04-13 20:00 | 4 | 103 | 20 | 1.34 | 0 | 29.31 | 30.44 | 6.95 | 23.49 | 8.69 | 1000 | 892 | 0 | 0 | 0.966 | 0.1877
Kadmat | 2025-04-13 21:00 | 4 | 103 | 21 | 1.13 | 0 | 28.83 | 30.4 | 6.95 | 23.45 | 8.85 | 1000 | 864 | 0 | 0 | 0.966 | 0.1912
Kadmat | 2025-04-13 22:00 | 4 | 103 | 22 | 1.62 | 0 | 28.56 | 30.36 | 6.95 | 23.41 | 8.91 | 1000 | 719.3 | 0 | 0 | 0.966 | 0.1924
Kadmat | 2025-04-13 23:00 | 4 | 103 | 23 | 1.76 | 0 | 28.54 | 30.33 | 6.95 | 23.38 | 10.1 | 1000 | 619.2 | 0 | 0 | 0.966 | 0.2183
Kadmat | 2025-04-14 00:00 | 4 | 104 | 0 | 2.27 | 0 | 28.2 | 30.3 | 6.95 | 23.35 | 9.58 | 1000 | 502.1 | 0 | 0 | 0.966 | 0.2069
Kadmat | 2025-04-14 01:00 | 4 | 104 | 1 | 2.34 | 0 | 28.1 | 30.28 | 6.95 | 23.33 | 8.87 | 1000 | 485.4 | 0 | 0 | 0.966 | 0.1916
Kadmat | 2025-04-14 02:00 | 4 | 104 | 2 | 2.8 | 0 | 28.11 | 30.26 | 6.95 | 23.31 | 8.88 | 1000 | 457.1 | 0.0053 | 0 | 0.966 | 0.1919
Kadmat | 2025-04-14 03:00 | 4 | 104 | 3 | 2.95 | 0 | 28.2 | 30.26 | 6.95 | 23.31 | 9.39 | 1000 | 471.9 | 0.0081 | 0 | 0.966 | 0.2028
Kadmat | 2025-04-14 04:00 | 4 | 104 | 4 | 2.46 | 0 | 28.28 | 30.26 | 6.95 | 23.31 | 11.25 | 1000 | 458.3 | 0 | 0 | 0.966 | 0.2429
Kadmat | 2025-04-14 05:00 | 4 | 104 | 5 | 2.32 | 0 | 28.5 | 30.28 | 6.95 | 23.33 | 10.71 | 1000 | 513.8 | 0 | 0 | 0.966 | 0.2314
Kadmat | 2025-04-14 06:00 | 4 | 104 | 6 | 1.9 | 0 | 28.96 | 30.3 | 6.95 | 23.35 | 11.34 | 1000 | 614.7 | 0 | 0 | 0.966 | 0.2448
Kadmat | 2025-04-14 07:00 | 4 | 104 | 7 | 2.12 | 177.5 | 29.29 | 30.34 | 6.95 | 23.39 | 10.83 | 1000 | 614.3 | 0 | 0.144 | 0.966 | 0.234
Kadmat | 2025-04-14 08:00 | 4 | 104 | 8 | 2.68 | 405.1 | 29.76 | 30.37 | 6.95 | 23.42 | 10.41 | 1000 | 660.4 | 0.0032 | 0.3227 | 0.966 | 0.2249
Kadmat | 2025-04-14 09:00 | 4 | 104 | 9 | 2.25 | 525.4 | 30.21 | 30.41 | 6.95 | 23.46 | 9.14 | 1000 | 722.2 | 0 | 0.4141 | 0.966 | 0.1975
Kadmat | 2025-04-14 10:00 | 4 | 104 | 10 | 2.59 | 736.5 | 30.71 | 30.45 | 6.95 | 23.5 | 10.55 | 1000 | 727.4 | 0.0017 | 0.5705 | 0.966 | 0.2278
Kadmat | 2025-04-14 11:00 | 4 | 104 | 11 | 2.52 | 812 | 30.87 | 30.49 | 6.95 | 23.54 | 10.37 | 1000 | 763.3 | 0.0003 | 0.625 | 0.966 | 0.224
Kadmat | 2025-04-14 12:00 | 4 | 104 | 12 | 3.64 | 902.2 | 31.05 | 30.52 | 6.95 | 23.57 | 10.55 | 1000 | 726.3 | 0.0334 | 0.6892 | 0.966 | 0.2278
Kadmat | 2025-04-14 13:00 | 4 | 104 | 13 | 3.07 | 763.6 | 31.36 | 30.55 | 6.95 | 23.6 | 9.88 | 1000 | 756 | 0.0114 | 0.5888 | 0.966 | 0.2134
Kadmat | 2025-04-14 14:00 | 4 | 104 | 14 | 2.73 | 860.6 | 31.47 | 30.56 | 6.95 | 23.61 | 9.54 | 1000 | 739 | 0.0041 | 0.6585 | 0.966 | 0.2061
Kadmat | 2025-04-14 15:00 | 4 | 104 | 15 | 3.17 | 640.4 | 31.44 | 30.57 | 6.95 | 23.62 | 8.63 | 1000 | 703.3 | 0.0151 | 0.4982 | 0.966 | 0.1865
Kadmat | 2025-04-14 16:00 | 4 | 104 | 16 | 2.93 | 485.2 | 31.19 | 30.56 | 6.95 | 23.61 | 8.67 | 1000 | 724 | 0.0077 | 0.3821 | 0.966 | 0.1873
Kadmat | 2025-04-14 17:00 | 4 | 104 | 17 | 2.11 | 281.4 | 31.21 | 30.55 | 6.95 | 23.6 | 8.23 | 1000 | 805.1 | 0 | 0.2249 | 0.966 | 0.1778
Kadmat | 2025-04-14 18:00 | 4 | 104 | 18 | 1.36 | 30.4 | 30.85 | 30.53 | 6.95 | 23.58 | 8.22 | 1000 | 841.4 | 0 | 0.0248 | 0.966 | 0.1777
Kadmat | 2025-04-14 19:00 | 4 | 104 | 19 | 1.16 | 0 | 30.13 | 30.5 | 6.95 | 23.55 | 8.67 | 1000 | 932.1 | 0 | 0 | 0.966 | 0.1874
Kadmat | 2025-04-14 20:00 | 4 | 104 | 20 | 0.87 | 0 | 29.89 | 30.46 | 6.95 | 23.51 | 9.62 | 1000 | 918.8 | 0 | 0 | 0.966 | 0.2077
Kadmat | 2025-04-14 21:00 | 4 | 104 | 21 | 1.16 | 0 | 29.46 | 30.42 | 6.95 | 23.47 | 9.13 | 1000 | 853.9 | 0 | 0 | 0.966 | 0.1971
Kadmat | 2025-04-14 22:00 | 4 | 104 | 22 | 1.21 | 0 | 29.18 | 30.39 | 6.95 | 23.44 | 8.64 | 1000 | 720 | 0 | 0 | 0.966 | 0.1867
Kadmat | 2025-04-14 23:00 | 4 | 104 | 23 | 1.22 | 0 | 28.86 | 30.35 | 6.95 | 23.4 | 8.87 | 1000 | 609.3 | 0 | 0 | 0.966 | 0.1917
Kadmat | 2025-04-15 00:00 | 4 | 105 | 0 | 1.32 | 0 | 28.28 | 30.32 | 6.95 | 23.37 | 8.58 | 1000 | 500 | 0 | 0 | 0.966 | 0.1854
Kadmat | 2025-04-15 01:00 | 4 | 105 | 1 | 1.68 | 0 | 28.09 | 30.3 | 6.95 | 23.35 | 9.43 | 1000 | 503.4 | 0 | 0 | 0.966 | 0.2036
Kadmat | 2025-04-15 02:00 | 4 | 105 | 2 | 2.16 | 0 | 28.13 | 30.28 | 6.95 | 23.33 | 10.41 | 1000 | 474.5 | 0 | 0 | 0.966 | 0.225
Kadmat | 2025-04-15 03:00 | 4 | 105 | 3 | 2.44 | 0 | 28.08 | 30.28 | 6.95 | 23.33 | 10.38 | 1000 | 453.9 | 0 | 0 | 0.966 | 0.2242
Kadmat | 2025-04-15 04:00 | 4 | 105 | 4 | 3.47 | 0 | 28.28 | 30.29 | 6.95 | 23.34 | 9.92 | 1000 | 446.5 | 0.0258 | 0 | 0.966 | 0.2142
Kadmat | 2025-04-15 05:00 | 4 | 105 | 5 | 3.96 | 0 | 28.68 | 30.3 | 6.95 | 23.35 | 7.47 | 1000 | 518.6 | 0.0487 | 0 | 0.966 | 0.1613
Kadmat | 2025-04-15 06:00 | 4 | 105 | 6 | 4.17 | 0 | 29.04 | 30.33 | 6.95 | 23.38 | 7.76 | 1000 | 590.5 | 0.0609 | 0 | 0.966 | 0.1676
Kadmat | 2025-04-15 07:00 | 4 | 105 | 7 | 3.47 | 196.5 | 29.48 | 30.36 | 6.95 | 23.41 | 7.15 | 1000 | 643.6 | 0.0259 | 0.159 | 0.966 | 0.1545
Kadmat | 2025-04-15 08:00 | 4 | 105 | 8 | 4.58 | 508 | 29.64 | 30.4 | 6.95 | 23.45 | 6.23 | 1000 | 650.8 | 0.0865 | 0.4017 | 0.966 | 0.1346
Kadmat | 2025-04-15 09:00 | 4 | 105 | 9 | 4.2 | 700.8 | 29.83 | 30.44 | 6.95 | 23.49 | 6.61 | 1000 | 688.3 | 0.0625 | 0.546 | 0.966 | 0.1428
Kadmat | 2025-04-15 10:00 | 4 | 105 | 10 | 2.77 | 796.6 | 30.3 | 30.48 | 6.95 | 23.53 | 6.94 | 1000 | 744.5 | 0.0049 | 0.6152 | 0.966 | 0.1498
Kadmat | 2025-04-15 11:00 | 4 | 105 | 11 | 3.4 | 898 | 30.78 | 30.51 | 6.95 | 23.56 | 6.99 | 1000 | 769.8 | 0.0234 | 0.687 | 0.966 | 0.1511
Kadmat | 2025-04-15 12:00 | 4 | 105 | 12 | 3.48 | 859.7 | 30.92 | 30.54 | 6.95 | 23.59 | 6.61 | 1000 | 743.3 | 0.0264 | 0.6592 | 0.966 | 0.1427
Kadmat | 2025-04-15 13:00 | 4 | 105 | 13 | 3.64 | 1060.8 | 31.09 | 30.57 | 6.95 | 23.62 | 7.1 | 1000 | 752.1 | 0.0333 | 0.8005 | 0.966 | 0.1534
Kadmat | 2025-04-15 14:00 | 4 | 105 | 14 | 3.65 | 907.5 | 31.24 | 30.59 | 6.95 | 23.64 | 7.12 | 1000 | 753.9 | 0.034 | 0.6925 | 0.966 | 0.1538
Kadmat | 2025-04-15 15:00 | 4 | 105 | 15 | 3.56 | 691 | 31.24 | 30.59 | 6.95 | 23.64 | 7.37 | 1000 | 714.1 | 0.0299 | 0.5359 | 0.966 | 0.1592
Kadmat | 2025-04-15 16:00 | 4 | 105 | 16 | 4.06 | 520.6 | 31.17 | 30.59 | 6.95 | 23.64 | 8.73 | 1000 | 756.7 | 0.0543 | 0.409 | 0.966 | 0.1886
Kadmat | 2025-04-15 17:00 | 4 | 105 | 17 | 4.16 | 258.6 | 30.92 | 30.57 | 6.95 | 23.62 | 7.94 | 1000 | 827.7 | 0.0603 | 0.2073 | 0.966 | 0.1715
Kadmat | 2025-04-15 18:00 | 4 | 105 | 18 | 3.93 | 34.4 | 30.38 | 30.55 | 6.95 | 23.6 | 7.3 | 1000 | 906.1 | 0.0473 | 0.028 | 0.966 | 0.1578
Kadmat | 2025-04-15 19:00 | 4 | 105 | 19 | 3.88 | 0 | 30.1 | 30.52 | 6.95 | 23.57 | 7.09 | 1000 | 1000 | 0.0449 | 0 | 0.966 | 0.1532
Kadmat | 2025-04-15 20:00 | 4 | 105 | 20 | 4.14 | 0 | 29.39 | 30.48 | 6.95 | 23.53 | 7.52 | 1000 | 903.1 | 0.0592 | 0 | 0.966 | 0.1624
Kadmat | 2025-04-15 21:00 | 4 | 105 | 21 | 4.52 | 0 | 29.14 | 30.45 | 6.95 | 23.5 | 8.07 | 1000 | 838.1 | 0.0824 | 0 | 0.966 | 0.1744
Kadmat | 2025-04-15 22:00 | 4 | 105 | 22 | 4.05 | 0 | 28.7 | 30.41 | 6.95 | 23.46 | 8 | 1000 | 739.6 | 0.0532 | 0 | 0.966 | 0.1728
Kadmat | 2025-04-15 23:00 | 4 | 105 | 23 | 4.82 | 0 | 28.46 | 30.37 | 6.95 | 23.42 | 7.28 | 1000 | 618.7 | 0.1039 | 0 | 0.966 | 0.1572
Kadmat | 2025-04-16 00:00 | 4 | 106 | 0 | 4.99 | 0 | 28.35 | 30.34 | 6.95 | 23.39 | 7.58 | 1000 | 495.7 | 0.116 | 0 | 0.966 | 0.1636
Kadmat | 2025-04-16 01:00 | 4 | 106 | 1 | 4.07 | 0 | 28.34 | 30.32 | 6.95 | 23.37 | 6.86 | 1000 | 477.6 | 0.055 | 0 | 0.966 | 0.1482
Kadmat | 2025-04-16 02:00 | 4 | 106 | 2 | 3.85 | 0 | 28.2 | 30.3 | 6.95 | 23.35 | 7.69 | 1000 | 477.4 | 0.0434 | 0 | 0.966 | 0.1661
Kadmat | 2025-04-16 03:00 | 4 | 106 | 3 | 4.84 | 0 | 28.11 | 30.3 | 6.95 | 23.35 | 7.7 | 1000 | 447.4 | 0.1057 | 0 | 0.966 | 0.1663
Kadmat | 2025-04-16 04:00 | 4 | 106 | 4 | 4.67 | 0 | 28.1 | 30.3 | 6.95 | 23.35 | 7.23 | 1000 | 472.8 | 0.0929 | 0 | 0.966 | 0.1561
Kadmat | 2025-04-16 05:00 | 4 | 106 | 5 | 4.64 | 0 | 28.54 | 30.32 | 6.95 | 23.37 | 7.04 | 1000 | 528.8 | 0.091 | 0 | 0.966 | 0.152
Kadmat | 2025-04-16 06:00 | 4 | 106 | 6 | 4.75 | 0 | 28.87 | 30.34 | 6.95 | 23.39 | 5.71 | 1000 | 570.5 | 0.0993 | 0 | 0.966 | 0.1234
Kadmat | 2025-04-16 07:00 | 4 | 106 | 7 | 4.24 | 187.6 | 29.45 | 30.37 | 6.95 | 23.42 | 5.52 | 1000 | 596.2 | 0.065 | 0.152 | 0.966 | 0.1192
Kadmat | 2025-04-16 08:00 | 4 | 106 | 8 | 3.85 | 428.2 | 29.96 | 30.41 | 6.95 | 23.46 | 5.33 | 1000 | 645.6 | 0.0432 | 0.3402 | 0.966 | 0.1152
Kadmat | 2025-04-16 09:00 | 4 | 106 | 9 | 3.87 | 592.8 | 30.54 | 30.45 | 6.95 | 23.5 | 5.7 | 1000 | 704 | 0.0441 | 0.4644 | 0.966 | 0.1231
Kadmat | 2025-04-16 10:00 | 4 | 106 | 10 | 4.51 | 758.1 | 31 | 30.48 | 6.95 | 23.53 | 5.84 | 1000 | 705.1 | 0.0817 | 0.5856 | 0.966 | 0.1261
Kadmat | 2025-04-16 11:00 | 4 | 106 | 11 | 5.8 | 878.4 | 31.29 | 30.52 | 6.95 | 23.57 | 5.6 | 1000 | 749.4 | 0.1879 | 0.6717 | 0.966 | 0.121
Kadmat | 2025-04-16 12:00 | 4 | 106 | 12 | 5.31 | 936.6 | 31.22 | 30.55 | 6.95 | 23.6 | 5.04 | 1000 | 751.6 | 0.1423 | 0.7132 | 0.966 | 0.1089
Kadmat | 2025-04-16 13:00 | 4 | 106 | 13 | 4.37 | 936.2 | 31.39 | 30.57 | 6.95 | 23.62 | 4.87 | 1000 | 748.2 | 0.0732 | 0.7125 | 0.966 | 0.1051
Kadmat | 2025-04-16 14:00 | 4 | 106 | 14 | 4.3 | 890.2 | 31.46 | 30.59 | 6.95 | 23.64 | 4.87 | 1000 | 738 | 0.0689 | 0.6797 | 0.966 | 0.1052
Kadmat | 2025-04-16 15:00 | 4 | 106 | 15 | 3.41 | 675.1 | 31.41 | 30.59 | 6.95 | 23.64 | 4.58 | 1000 | 752.5 | 0.0237 | 0.5239 | 0.966 | 0.0989
Kadmat | 2025-04-16 16:00 | 4 | 106 | 16 | 3.03 | 472 | 31.16 | 30.59 | 6.95 | 23.64 | 4.7 | 1000 | 753.6 | 0.0101 | 0.3722 | 0.966 | 0.1015
Kadmat | 2025-04-16 17:00 | 4 | 106 | 17 | 3.31 | 269.4 | 30.93 | 30.57 | 6.95 | 23.62 | 4.91 | 1000 | 819.7 | 0.0203 | 0.2158 | 0.966 | 0.106
Kadmat | 2025-04-16 18:00 | 4 | 106 | 18 | 3.31 | 29.4 | 30.67 | 30.55 | 6.95 | 23.6 | 5.13 | 1000 | 920.1 | 0.02 | 0.024 | 0.966 | 0.1108
Kadmat | 2025-04-16 19:00 | 4 | 106 | 19 | 3 | 0 | 30.32 | 30.52 | 6.95 | 23.57 | 5.29 | 1000 | 874.6 | 0.0091 | 0 | 0.966 | 0.1143
Kadmat | 2025-04-16 20:00 | 4 | 106 | 20 | 2.25 | 0 | 29.91 | 30.48 | 6.95 | 23.53 | 4.8 | 1000 | 926.6 | 0 | 0 | 0.966 | 0.1036
Kadmat | 2025-04-16 21:00 | 4 | 106 | 21 | 2.45 | 0 | 29.56 | 30.44 | 6.95 | 23.49 | 4.9 | 1000 | 840.2 | 0 | 0 | 0.966 | 0.1059
Kadmat | 2025-04-16 22:00 | 4 | 106 | 22 | 2.29 | 0 | 29.02 | 30.4 | 6.95 | 23.45 | 4.95 | 1000 | 727.7 | 0 | 0 | 0.966 | 0.107
Kadmat | 2025-04-16 23:00 | 4 | 106 | 23 | 2.91 | 0 | 28.82 | 30.37 | 6.95 | 23.41 | 4.74 | 1000 | 629.2 | 0.0074 | 0 | 0.966 | 0.1024
Kadmat | 2025-04-17 00:00 | 4 | 107 | 0 | 2.73 | 0 | 28.64 | 30.33 | 6.95 | 23.38 | 4.34 | 1000 | 513 | 0.0042 | 0 | 0.966 | 0.0937
Kadmat | 2025-04-17 01:00 | 4 | 107 | 1 | 2.31 | 0 | 28.57 | 30.31 | 6.95 | 23.36 | 4.53 | 1000 | 479.5 | 0 | 0 | 0.966 | 0.0978
Kadmat | 2025-04-17 02:00 | 4 | 107 | 2 | 2.32 | 0 | 28.35 | 30.29 | 6.95 | 23.34 | 4.79 | 1000 | 458.5 | 0 | 0 | 0.966 | 0.1034
Kadmat | 2025-04-17 03:00 | 4 | 107 | 3 | 2.49 | 0 | 28.38 | 30.29 | 6.95 | 23.34 | 4.54 | 1000 | 470.1 | 0 | 0 | 0.966 | 0.0981
Kadmat | 2025-04-17 04:00 | 4 | 107 | 4 | 2.45 | 0 | 28.51 | 30.29 | 6.95 | 23.34 | 4.19 | 1000 | 453.4 | 0 | 0 | 0.966 | 0.0905
Kadmat | 2025-04-17 05:00 | 4 | 107 | 5 | 1.49 | 0 | 28.82 | 30.31 | 6.95 | 23.36 | 3.95 | 1000 | 491.8 | 0 | 0 | 0.966 | 0.0853
Kadmat | 2025-04-17 06:00 | 4 | 107 | 6 | 1.08 | 0 | 29.13 | 30.33 | 6.95 | 23.38 | 3.62 | 1000 | 584.2 | 0 | 0 | 0.966 | 0.0782
Kadmat | 2025-04-17 07:00 | 4 | 107 | 7 | 1.26 | 194.1 | 29.53 | 30.36 | 6.95 | 23.41 | 3.47 | 1000 | 644.4 | 0 | 0.1571 | 0.966 | 0.0749
Kadmat | 2025-04-17 08:00 | 4 | 107 | 8 | 1.46 | 445.7 | 30.08 | 30.4 | 6.95 | 23.45 | 3.43 | 1000 | 650.5 | 0 | 0.3535 | 0.966 | 0.074
Kadmat | 2025-04-17 09:00 | 4 | 107 | 9 | 2.09 | 655.8 | 30.39 | 30.44 | 6.95 | 23.48 | 3.55 | 1000 | 690.2 | 0 | 0.5116 | 0.966 | 0.0767
Kadmat | 2025-04-17 10:00 | 4 | 107 | 10 | 2.06 | 801.8 | 30.88 | 30.47 | 6.95 | 23.52 | 3.72 | 1000 | 720.3 | 0 | 0.6176 | 0.966 | 0.0804
Kadmat | 2025-04-17 11:00 | 4 | 107 | 11 | 1.75 | 937.8 | 31.04 | 30.51 | 6.95 | 23.56 | 3.72 | 1000 | 727.2 | 0 | 0.7145 | 0.966 | 0.0804
Kadmat | 2025-04-17 12:00 | 4 | 107 | 12 | 1.86 | 942.5 | 31.3 | 30.54 | 6.95 | 23.59 | 4.32 | 1000 | 742.9 | 0 | 0.7171 | 0.966 | 0.0933
Kadmat | 2025-04-17 13:00 | 4 | 107 | 13 | 2.09 | 946.9 | 31.46 | 30.56 | 6.95 | 23.61 | 4.35 | 1000 | 744.3 | 0 | 0.7198 | 0.966 | 0.0939
Kadmat | 2025-04-17 14:00 | 4 | 107 | 14 | 1.62 | 858.9 | 31.37 | 30.58 | 6.95 | 23.63 | 4.41 | 1000 | 709.1 | 0 | 0.6575 | 0.966 | 0.0953
Kadmat | 2025-04-17 15:00 | 4 | 107 | 15 | 1.85 | 750 | 31.31 | 30.58 | 6.95 | 23.63 | 4.8 | 1000 | 700.7 | 0 | 0.579 | 0.966 | 0.1038
Kadmat | 2025-04-17 16:00 | 4 | 107 | 16 | 1.91 | 504.4 | 31.22 | 30.58 | 6.95 | 23.63 | 4.55 | 1000 | 750.1 | 0 | 0.3966 | 0.966 | 0.0983
Kadmat | 2025-04-17 17:00 | 4 | 107 | 17 | 1.19 | 241.4 | 30.91 | 30.56 | 6.95 | 23.61 | 4.61 | 1000 | 841 | 0 | 0.1937 | 0.966 | 0.0995
Kadmat | 2025-04-17 18:00 | 4 | 107 | 18 | 1.31 | 36.4 | 30.84 | 30.54 | 6.95 | 23.59 | 4.47 | 1000 | 913.8 | 0 | 0.0297 | 0.966 | 0.0965
Kadmat | 2025-04-17 19:00 | 4 | 107 | 19 | 1.41 | 0 | 30.42 | 30.51 | 6.95 | 23.55 | 4.51 | 1000 | 966.4 | 0 | 0 | 0.966 | 0.0974
Kadmat | 2025-04-17 20:00 | 4 | 107 | 20 | 1.57 | 0 | 29.6 | 30.47 | 6.95 | 23.52 | 4.84 | 1000 | 951.3 | 0 | 0 | 0.966 | 0.1046
Kadmat | 2025-04-17 21:00 | 4 | 107 | 21 | 1.65 | 0 | 29.17 | 30.43 | 6.95 | 23.48 | 5.08 | 1000 | 848 | 0 | 0 | 0.966 | 0.1097
Kadmat | 2025-04-17 22:00 | 4 | 107 | 22 | 1.86 | 0 | 28.78 | 30.39 | 6.95 | 23.44 | 4.76 | 1000 | 733.5 | 0 | 0 | 0.966 | 0.1028
Kadmat | 2025-04-17 23:00 | 4 | 107 | 23 | 2.38 | 0 | 28.63 | 30.36 | 6.95 | 23.4 | 5.01 | 1000 | 620.9 | 0 | 0 | 0.966 | 0.1083
Kadmat | 2025-04-18 00:00 | 4 | 108 | 0 | 2.66 | 0 | 28.47 | 30.32 | 6.95 | 23.37 | 5.8 | 1000 | 504.9 | 0.0028 | 0 | 0.966 | 0.1253
Kadmat | 2025-04-18 01:00 | 4 | 108 | 1 | 3.11 | 0 | 28.27 | 30.3 | 6.95 | 23.35 | 6.24 | 1000 | 469.9 | 0.0131 | 0 | 0.966 | 0.1349
Kadmat | 2025-04-18 02:00 | 4 | 108 | 2 | 3.84 | 0 | 28.19 | 30.28 | 6.95 | 23.33 | 7.14 | 1000 | 445.1 | 0.0431 | 0 | 0.966 | 0.1543
Kadmat | 2025-04-18 03:00 | 4 | 108 | 3 | 3.2 | 0 | 28.47 | 30.28 | 6.95 | 23.33 | 7.22 | 1000 | 467 | 0.0163 | 0 | 0.966 | 0.1559
Kadmat | 2025-04-18 04:00 | 4 | 108 | 4 | 3.25 | 0 | 28.45 | 30.28 | 6.95 | 23.33 | 7.18 | 1000 | 479.5 | 0.0179 | 0 | 0.966 | 0.155
Kadmat | 2025-04-18 05:00 | 4 | 108 | 5 | 3.56 | 0 | 28.63 | 30.3 | 6.95 | 23.34 | 5.99 | 1000 | 499 | 0.0299 | 0 | 0.966 | 0.1294
Kadmat | 2025-04-18 06:00 | 4 | 108 | 6 | 4.14 | 0 | 28.85 | 30.32 | 6.95 | 23.37 | 6.99 | 1000 | 606.4 | 0.0591 | 0 | 0.966 | 0.151
Kadmat | 2025-04-18 07:00 | 4 | 108 | 7 | 4.79 | 191.5 | 29.3 | 30.35 | 6.95 | 23.4 | 6.79 | 1000 | 632.9 | 0.1018 | 0.1552 | 0.966 | 0.1467
Kadmat | 2025-04-18 08:00 | 4 | 108 | 8 | 4.4 | 418.4 | 29.93 | 30.39 | 6.95 | 23.43 | 6.92 | 1000 | 681.4 | 0.0748 | 0.3327 | 0.966 | 0.1495
Kadmat | 2025-04-18 09:00 | 4 | 108 | 9 | 4.31 | 664.2 | 30.52 | 30.43 | 6.95 | 23.47 | 7.27 | 1000 | 718 | 0.0695 | 0.5176 | 0.966 | 0.157
Kadmat | 2025-04-18 10:00 | 4 | 108 | 10 | 3.33 | 695.1 | 30.94 | 30.47 | 6.95 | 23.51 | 7.83 | 1000 | 723.2 | 0.0208 | 0.5396 | 0.966 | 0.1692
Kadmat | 2025-04-18 11:00 | 4 | 108 | 11 | 3.4 | 816 | 31.22 | 30.5 | 6.95 | 23.55 | 7.92 | 1000 | 723.5 | 0.0233 | 0.6271 | 0.966 | 0.1712
Kadmat | 2025-04-18 12:00 | 4 | 108 | 12 | 3.47 | 860.1 | 31.41 | 30.53 | 6.95 | 23.58 | 7.62 | 1000 | 737.3 | 0.0257 | 0.6583 | 0.966 | 0.1647
Kadmat | 2025-04-18 13:00 | 4 | 108 | 13 | 3.61 | 921.6 | 31.51 | 30.55 | 6.95 | 23.6 | 7.39 | 1000 | 752.9 | 0.032 | 0.7018 | 0.966 | 0.1596
Kadmat | 2025-04-18 14:00 | 4 | 108 | 14 | 3.38 | 761 | 31.52 | 30.57 | 6.95 | 23.62 | 6.71 | 1000 | 733.5 | 0.0228 | 0.5865 | 0.966 | 0.1448
Kadmat | 2025-04-18 15:00 | 4 | 108 | 15 | 3.29 | 689.4 | 31.34 | 30.57 | 6.95 | 23.62 | 7.52 | 1000 | 721.3 | 0.0193 | 0.5346 | 0.966 | 0.1624
Kadmat | 2025-04-18 16:00 | 4 | 108 | 16 | 2.62 | 460.5 | 31.08 | 30.57 | 6.95 | 23.61 | 6.54 | 1000 | 794.5 | 0.0021 | 0.3635 | 0.966 | 0.1413
Kadmat | 2025-04-18 17:00 | 4 | 108 | 17 | 2.12 | 216.4 | 30.89 | 30.55 | 6.95 | 23.6 | 6.04 | 1000 | 804.6 | 0 | 0.174 | 0.966 | 0.1304
Kadmat | 2025-04-18 18:00 | 4 | 108 | 18 | 1.57 | 29.2 | 30.39 | 30.53 | 6.95 | 23.57 | 5.47 | 1000 | 934.3 | 0 | 0.0238 | 0.966 | 0.1182
Kadmat | 2025-04-18 19:00 | 4 | 108 | 19 | 2.55 | 0 | 30.07 | 30.5 | 6.95 | 23.54 | 5.07 | 1000 | 922.3 | 0.0009 | 0 | 0.966 | 0.1095
Kadmat | 2025-04-18 20:00 | 4 | 108 | 20 | 1.26 | 0 | 29.82 | 30.46 | 6.95 | 23.51 | 4.98 | 1000 | 922.4 | 0 | 0 | 0.966 | 0.1075
Kadmat | 2025-04-18 21:00 | 4 | 108 | 21 | 0.63 | 0 | 29.49 | 30.42 | 6.95 | 23.47 | 4.89 | 1000 | 862.1 | 0 | 0 | 0.966 | 0.1057
Kadmat | 2025-04-18 22:00 | 4 | 108 | 22 | 1.05 | 0 | 29.09 | 30.38 | 6.95 | 23.43 | 5.19 | 1000 | 712.4 | 0 | 0 | 0.966 | 0.1121
Kadmat | 2025-04-18 23:00 | 4 | 108 | 23 | 1.38 | 0 | 28.75 | 30.35 | 6.95 | 23.39 | 5.81 | 1000 | 625.9 | 0 | 0 | 0.966 | 0.1256
Kadmat | 2025-04-19 00:00 | 4 | 109 | 0 | 1.18 | 0 | 28.31 | 30.31 | 6.95 | 23.36 | 5.96 | 1000 | 510.5 | 0 | 0 | 0.966 | 0.1288
Kadmat | 2025-04-19 01:00 | 4 | 109 | 1 | 1.09 | 0 | 28.24 | 30.29 | 6.95 | 23.34 | 6.3 | 1000 | 499.8 | 0 | 0 | 0.966 | 0.1361
Kadmat | 2025-04-19 02:00 | 4 | 109 | 2 | 0.98 | 0 | 28.32 | 30.27 | 6.96 | 23.32 | 6.49 | 1000 | 461.6 | 0 | 0 | 0.966 | 0.1402
Kadmat | 2025-04-19 03:00 | 4 | 109 | 3 | 1.09 | 0 | 28.44 | 30.27 | 6.96 | 23.31 | 7.22 | 1000 | 425.7 | 0 | 0 | 0.966 | 0.1561
Kadmat | 2025-04-19 04:00 | 4 | 109 | 4 | 1.26 | 0 | 28.64 | 30.27 | 6.96 | 23.32 | 6.71 | 1000 | 485.9 | 0 | 0 | 0.966 | 0.145
Kadmat | 2025-04-19 05:00 | 4 | 109 | 5 | 1.17 | 0 | 28.84 | 30.29 | 6.96 | 23.33 | 6.53 | 1000 | 541.7 | 0 | 0 | 0.966 | 0.1411
Kadmat | 2025-04-19 06:00 | 4 | 109 | 6 | 0.83 | 0 | 29.29 | 30.31 | 6.96 | 23.36 | 7.48 | 1000 | 566.5 | 0 | 0 | 0.966 | 0.1616
Kadmat | 2025-04-19 07:00 | 4 | 109 | 7 | 0.88 | 174.4 | 29.64 | 30.34 | 6.96 | 23.39 | 7.99 | 1000 | 615.6 | 0 | 0.1413 | 0.966 | 0.1725
Kadmat | 2025-04-19 08:00 | 4 | 109 | 8 | 1.26 | 494.5 | 30.22 | 30.38 | 6.96 | 23.42 | 7.98 | 1000 | 657.2 | 0 | 0.3906 | 0.966 | 0.1724
Kadmat | 2025-04-19 09:00 | 4 | 109 | 9 | 1.03 | 757.5 | 30.58 | 30.42 | 6.96 | 23.46 | 7.07 | 1000 | 671.8 | 0 | 0.5861 | 0.966 | 0.1528
Kadmat | 2025-04-19 10:00 | 4 | 109 | 10 | 1.02 | 816.7 | 31.14 | 30.46 | 6.96 | 23.5 | 7.33 | 1000 | 711.2 | 0 | 0.6277 | 0.966 | 0.1584
Kadmat | 2025-04-19 11:00 | 4 | 109 | 11 | 0.85 | 1070.5 | 31.52 | 30.49 | 6.96 | 23.54 | 7.27 | 1000 | 734.7 | 0 | 0.8059 | 0.966 | 0.157
Kadmat | 2025-04-19 12:00 | 4 | 109 | 12 | 0.89 | 870.7 | 31.78 | 30.52 | 6.96 | 23.57 | 7.2 | 1000 | 768 | 0 | 0.6649 | 0.966 | 0.1555
Kadmat | 2025-04-19 13:00 | 4 | 109 | 13 | 0.75 | 965.5 | 31.96 | 30.55 | 6.96 | 23.59 | 8.18 | 1000 | 719.7 | 0 | 0.7315 | 0.966 | 0.1767
Kadmat | 2025-04-19 14:00 | 4 | 109 | 14 | 0.69 | 778.9 | 32.19 | 30.56 | 6.96 | 23.6 | 8.52 | 1000 | 752.3 | 0 | 0.598 | 0.966 | 0.1841
Kadmat | 2025-04-19 15:00 | 4 | 109 | 15 | 0.82 | 705.2 | 32.17 | 30.56 | 6.96 | 23.61 | 7.69 | 1000 | 694.7 | 0 | 0.5445 | 0.966 | 0.1661
Kadmat | 2025-04-19 16:00 | 4 | 109 | 16 | 1.22 | 437.6 | 31.69 | 30.56 | 6.96 | 23.6 | 8.09 | 1000 | 752.9 | 0 | 0.3452 | 0.966 | 0.1747
Kadmat | 2025-04-19 17:00 | 4 | 109 | 17 | 1.03 | 289.6 | 31.56 | 30.54 | 6.96 | 23.59 | 7.65 | 1000 | 824.1 | 0 | 0.2311 | 0.966 | 0.1651
Kadmat | 2025-04-19 18:00 | 4 | 109 | 18 | 0.98 | 32 | 31.27 | 30.52 | 6.96 | 23.56 | 6.93 | 1000 | 897.5 | 0 | 0.0261 | 0.966 | 0.1496
Kadmat | 2025-04-19 19:00 | 4 | 109 | 19 | 1.03 | 0 | 30.82 | 30.49 | 6.96 | 23.53 | 6.64 | 1000 | 951.4 | 0 | 0 | 0.966 | 0.1434
Kadmat | 2025-04-19 20:00 | 4 | 109 | 20 | 1.32 | 0 | 30.49 | 30.45 | 6.96 | 23.49 | 5.97 | 1000 | 904 | 0 | 0 | 0.966 | 0.1289
Kadmat | 2025-04-19 21:00 | 4 | 109 | 21 | 1.4 | 0 | 29.86 | 30.41 | 6.96 | 23.46 | 5.95 | 1000 | 854.4 | 0 | 0 | 0.966 | 0.1284
Kadmat | 2025-04-19 22:00 | 4 | 109 | 22 | 1.34 | 0 | 29.5 | 30.37 | 6.96 | 23.42 | 5.86 | 1000 | 738.3 | 0 | 0 | 0.966 | 0.1266
Kadmat | 2025-04-19 23:00 | 4 | 109 | 23 | 1.83 | 0 | 29.26 | 30.34 | 6.96 | 23.38 | 6.48 | 1000 | 609.2 | 0 | 0 | 0.966 | 0.14
Kadmat | 2025-04-20 00:00 | 4 | 110 | 0 | 2.61 | 0 | 29.11 | 30.3 | 6.96 | 23.35 | 5.68 | 1000 | 504.8 | 0.0019 | 0 | 0.966 | 0.1228
Kadmat | 2025-04-20 01:00 | 4 | 110 | 1 | 2.94 | 0 | 28.91 | 30.28 | 6.96 | 23.32 | 6.24 | 1000 | 482.7 | 0.0079 | 0 | 0.966 | 0.1349
Kadmat | 2025-04-20 02:00 | 4 | 110 | 2 | 2.75 | 0 | 28.78 | 30.26 | 6.96 | 23.31 | 6.68 | 1000 | 467.4 | 0.0044 | 0 | 0.966 | 0.1443
Kadmat | 2025-04-20 03:00 | 4 | 110 | 3 | 2.41 | 0 | 28.61 | 30.26 | 6.96 | 23.3 | 6.68 | 1000 | 459.8 | 0 | 0 | 0.966 | 0.1444
Kadmat | 2025-04-20 04:00 | 4 | 110 | 4 | 2.67 | 0 | 28.73 | 30.26 | 6.96 | 23.31 | 7.14 | 1000 | 469.2 | 0.0031 | 0 | 0.966 | 0.1541
Kadmat | 2025-04-20 05:00 | 4 | 110 | 5 | 2.83 | 0 | 28.98 | 30.28 | 6.96 | 23.32 | 7 | 1000 | 528.8 | 0.006 | 0 | 0.966 | 0.1511
Kadmat | 2025-04-20 06:00 | 4 | 110 | 6 | 2 | 0 | 29.21 | 30.3 | 6.96 | 23.35 | 6.74 | 1000 | 588.8 | 0 | 0 | 0.966 | 0.1457
Kadmat | 2025-04-20 07:00 | 4 | 110 | 7 | 1.97 | 182.8 | 29.68 | 30.33 | 6.96 | 23.38 | 6.81 | 1000 | 637.5 | 0 | 0.148 | 0.966 | 0.1471
Kadmat | 2025-04-20 08:00 | 4 | 110 | 8 | 2.68 | 439.9 | 30.11 | 30.37 | 6.96 | 23.41 | 6.21 | 1000 | 668.3 | 0.0033 | 0.349 | 0.966 | 0.1342
Kadmat | 2025-04-20 09:00 | 4 | 110 | 9 | 3.53 | 555.7 | 30.46 | 30.41 | 6.96 | 23.45 | 5.8 | 1000 | 682.5 | 0.0284 | 0.4366 | 0.966 | 0.1254
Kadmat | 2025-04-20 10:00 | 4 | 110 | 10 | 4.2 | 720.8 | 30.98 | 30.45 | 6.96 | 23.49 | 5.83 | 1000 | 726.5 | 0.0624 | 0.5583 | 0.966 | 0.1259
Kadmat | 2025-04-20 11:00 | 4 | 110 | 11 | 3.77 | 792.8 | 31.33 | 30.48 | 6.96 | 23.52 | 5.68 | 1000 | 718.2 | 0.0398 | 0.61 | 0.966 | 0.1226
Kadmat | 2025-04-20 12:00 | 4 | 110 | 12 | 3.65 | 821.3 | 31.64 | 30.51 | 6.96 | 23.55 | 5.66 | 1000 | 743.1 | 0.0339 | 0.6299 | 0.966 | 0.1223
Kadmat | 2025-04-20 13:00 | 4 | 110 | 13 | 4.62 | 778.8 | 31.86 | 30.54 | 6.96 | 23.58 | 6.66 | 1000 | 734.8 | 0.09 | 0.5987 | 0.966 | 0.1439
Kadmat | 2025-04-20 14:00 | 4 | 110 | 14 | 3.8 | 689 | 31.81 | 30.55 | 6.96 | 23.59 | 6.32 | 1000 | 752.7 | 0.0412 | 0.5334 | 0.966 | 0.1366
Kadmat | 2025-04-20 15:00 | 4 | 110 | 15 | 4.23 | 632.9 | 31.86 | 30.55 | 6.96 | 23.6 | 6.08 | 1000 | 708.8 | 0.0645 | 0.4919 | 0.966 | 0.1312
Kadmat | 2025-04-20 16:00 | 4 | 110 | 16 | 3.63 | 522.8 | 31.71 | 30.55 | 6.96 | 23.59 | 5.72 | 1000 | 720.5 | 0.0329 | 0.4098 | 0.966 | 0.1237
Kadmat | 2025-04-20 17:00 | 4 | 110 | 17 | 4.28 | 232.9 | 31.25 | 30.53 | 6.96 | 23.58 | 5.88 | 1000 | 827.4 | 0.0674 | 0.1868 | 0.966 | 0.127
Kadmat | 2025-04-20 18:00 | 4 | 110 | 18 | 4.63 | 25.9 | 30.87 | 30.51 | 6.96 | 23.55 | 6.35 | 1000 | 948.4 | 0.09 | 0.0211 | 0.966 | 0.1372
Kadmat | 2025-04-20 19:00 | 4 | 110 | 19 | 3.81 | 0 | 30.43 | 30.48 | 6.96 | 23.52 | 7.36 | 1000 | 888.8 | 0.0417 | 0 | 0.966 | 0.1589
Kadmat | 2025-04-20 20:00 | 4 | 110 | 20 | 3.99 | 0 | 29.83 | 30.44 | 6.96 | 23.48 | 6.68 | 1000 | 882.7 | 0.0499 | 0 | 0.966 | 0.1444
Kadmat | 2025-04-20 21:00 | 4 | 110 | 21 | 3.99 | 0 | 29.29 | 30.4 | 6.96 | 23.44 | 5.87 | 1000 | 860.5 | 0.05 | 0 | 0.966 | 0.1268
Kadmat | 2025-04-20 22:00 | 4 | 110 | 22 | 3.22 | 0 | 28.99 | 30.36 | 6.96 | 23.4 | 6.28 | 1000 | 732 | 0.0169 | 0 | 0.966 | 0.1355
Kadmat | 2025-04-20 23:00 | 4 | 110 | 23 | 2.71 | 0 | 28.75 | 30.33 | 6.96 | 23.37 | 6.18 | 1000 | 590.7 | 0.0038 | 0 | 0.966 | 0.1335
Kadmat | 2025-04-21 00:00 | 4 | 111 | 0 | 2.19 | 0 | 28.33 | 30.29 | 6.96 | 23.34 | 6.15 | 1000 | 523.2 | 0 | 0 | 0.966 | 0.1328
Kadmat | 2025-04-21 01:00 | 4 | 111 | 1 | 2.24 | 0 | 28.39 | 30.27 | 6.96 | 23.31 | 5.59 | 1000 | 467.7 | 0 | 0 | 0.966 | 0.1208
Kadmat | 2025-04-21 02:00 | 4 | 111 | 2 | 2.31 | 0 | 28.3 | 30.26 | 6.96 | 23.3 | 4.82 | 1000 | 464.8 | 0 | 0 | 0.966 | 0.1041
Kadmat | 2025-04-21 03:00 | 4 | 111 | 3 | 2.49 | 0 | 28.41 | 30.25 | 6.96 | 23.29 | 4.57 | 1000 | 431.9 | 0 | 0 | 0.966 | 0.0987
Kadmat | 2025-04-21 04:00 | 4 | 111 | 4 | 2.32 | 0 | 28.38 | 30.25 | 6.96 | 23.3 | 5.01 | 1000 | 456 | 0 | 0 | 0.966 | 0.1083
Kadmat | 2025-04-21 05:00 | 4 | 111 | 5 | 2.43 | 0 | 28.34 | 30.27 | 6.96 | 23.31 | 5.18 | 1000 | 507.9 | 0 | 0 | 0.966 | 0.1119
Kadmat | 2025-04-21 06:00 | 4 | 111 | 6 | 1.95 | 0 | 28.72 | 30.29 | 6.96 | 23.33 | 5.12 | 1000 | 593.5 | 0 | 0 | 0.966 | 0.1107
Kadmat | 2025-04-21 07:00 | 4 | 111 | 7 | 2.48 | 197.7 | 29.07 | 30.32 | 6.96 | 23.36 | 5.03 | 1000 | 655.5 | 0 | 0.1603 | 0.966 | 0.1087
Kadmat | 2025-04-21 08:00 | 4 | 111 | 8 | 3.15 | 454.8 | 29.42 | 30.36 | 6.96 | 23.4 | 5.06 | 1000 | 645.8 | 0.0145 | 0.3614 | 0.966 | 0.1092
Kadmat | 2025-04-21 09:00 | 4 | 111 | 9 | 3.38 | 688.8 | 29.59 | 30.4 | 6.96 | 23.44 | 5.08 | 1000 | 668.8 | 0.0227 | 0.5376 | 0.966 | 0.1098
Kadmat | 2025-04-21 10:00 | 4 | 111 | 10 | 3.75 | 862 | 30.11 | 30.44 | 6.96 | 23.48 | 5.31 | 1000 | 746.8 | 0.0388 | 0.6629 | 0.966 | 0.1146
Kadmat | 2025-04-21 11:00 | 4 | 111 | 11 | 2.51 | 817.8 | 30.58 | 30.47 | 6.96 | 23.51 | 4.97 | 1000 | 728.3 | 0.0002 | 0.6299 | 0.966 | 0.1073
Kadmat | 2025-04-21 12:00 | 4 | 111 | 12 | 2.19 | 934.1 | 30.87 | 30.5 | 6.96 | 23.54 | 4.64 | 1000 | 781.2 | 0 | 0.7124 | 0.966 | 0.1002
Kadmat | 2025-04-21 13:00 | 4 | 111 | 13 | 2.8 | 993.2 | 31.16 | 30.53 | 6.96 | 23.57 | 4.95 | 1000 | 709.4 | 0.0054 | 0.7532 | 0.966 | 0.1068
Kadmat | 2025-04-21 14:00 | 4 | 111 | 14 | 3.08 | 866.8 | 31.16 | 30.54 | 6.96 | 23.58 | 4.29 | 1000 | 740.1 | 0.012 | 0.6637 | 0.966 | 0.0926
Kadmat | 2025-04-21 15:00 | 4 | 111 | 15 | 3.04 | 743.8 | 31.19 | 30.54 | 6.96 | 23.59 | 3.92 | 1000 | 729.2 | 0.0104 | 0.5747 | 0.966 | 0.0846
Kadmat | 2025-04-21 16:00 | 4 | 111 | 16 | 2.95 | 480.1 | 30.96 | 30.54 | 6.96 | 23.58 | 3.81 | 1000 | 748.2 | 0.0081 | 0.3787 | 0.966 | 0.0823
Kadmat | 2025-04-21 17:00 | 4 | 111 | 17 | 2.76 | 278.1 | 30.74 | 30.52 | 6.96 | 23.56 | 3.53 | 1000 | 818 | 0.0047 | 0.2227 | 0.966 | 0.0762
Kadmat | 2025-04-21 18:00 | 4 | 111 | 18 | 1.62 | 30.8 | 30.4 | 30.5 | 6.96 | 23.54 | 3.32 | 1000 | 944.4 | 0 | 0.0251 | 0.966 | 0.0717
Kadmat | 2025-04-21 19:00 | 4 | 111 | 19 | 1.31 | 0 | 30.29 | 30.47 | 6.96 | 23.51 | 3.27 | 1000 | 966.3 | 0 | 0 | 0.966 | 0.0706
Kadmat | 2025-04-21 20:00 | 4 | 111 | 20 | 1.59 | 0 | 29.96 | 30.43 | 6.96 | 23.47 | 3.06 | 1000 | 939.2 | 0 | 0 | 0.966 | 0.0661
Kadmat | 2025-04-21 21:00 | 4 | 111 | 21 | 1.76 | 0 | 29.8 | 30.39 | 6.96 | 23.43 | 3.09 | 1000 | 852 | 0 | 0 | 0.966 | 0.0667
Kadmat | 2025-04-21 22:00 | 4 | 111 | 22 | 1.48 | 0 | 29.18 | 30.35 | 6.96 | 23.39 | 2.78 | 1000 | 770.2 | 0 | 0 | 0.966 | 0.0601
Kadmat | 2025-04-21 23:00 | 4 | 111 | 23 | 1.29 | 0 | 28.83 | 30.32 | 6.96 | 23.36 | 2.61 | 1000 | 605 | 0 | 0 | 0.966 | 0.0564
Kadmat | 2025-04-22 00:00 | 4 | 112 | 0 | 1.54 | 0 | 28.31 | 30.28 | 6.96 | 23.33 | 2.73 | 1000 | 520.9 | 0 | 0 | 0.966 | 0.059
Kadmat | 2025-04-22 01:00 | 4 | 112 | 1 | 1.79 | 0 | 28.37 | 30.26 | 6.96 | 23.3 | 3.06 | 1000 | 479.2 | 0 | 0 | 0.966 | 0.0661
Kadmat | 2025-04-22 02:00 | 4 | 112 | 2 | 1.06 | 0 | 28.18 | 30.25 | 6.96 | 23.29 | 3.29 | 1000 | 462.2 | 0 | 0 | 0.966 | 0.0711
Kadmat | 2025-04-22 03:00 | 4 | 112 | 3 | 1.42 | 0 | 28.06 | 30.24 | 6.96 | 23.28 | 3.49 | 1000 | 438.9 | 0 | 0 | 0.966 | 0.0753
Kadmat | 2025-04-22 04:00 | 4 | 112 | 4 | 1.68 | 0 | 28.04 | 30.24 | 6.96 | 23.28 | 3.05 | 1000 | 457.5 | 0 | 0 | 0.966 | 0.066
Kadmat | 2025-04-22 05:00 | 4 | 112 | 5 | 2.02 | 0 | 28.28 | 30.26 | 6.96 | 23.3 | 2.89 | 1000 | 496.5 | 0 | 0 | 0.966 | 0.0623
Kadmat | 2025-04-22 06:00 | 4 | 112 | 6 | 2.51 | 0 | 28.54 | 30.28 | 6.96 | 23.32 | 2.81 | 1000 | 583 | 0.0002 | 0 | 0.966 | 0.0607
Kadmat | 2025-04-22 07:00 | 4 | 112 | 7 | 1.79 | 210.9 | 28.86 | 30.31 | 6.96 | 23.35 | 2.65 | 1000 | 645.2 | 0 | 0.1709 | 0.966 | 0.0571
Kadmat | 2025-04-22 08:00 | 4 | 112 | 8 | 2.11 | 411.5 | 29.33 | 30.35 | 6.96 | 23.39 | 2.85 | 1000 | 711.2 | 0 | 0.3281 | 0.966 | 0.0616
Kadmat | 2025-04-22 09:00 | 4 | 112 | 9 | 2.23 | 592.5 | 29.84 | 30.39 | 6.96 | 23.43 | 2.62 | 1000 | 724.7 | 0 | 0.4654 | 0.966 | 0.0566
Kadmat | 2025-04-22 10:00 | 4 | 112 | 10 | 3.24 | 774.6 | 29.82 | 30.43 | 6.96 | 23.47 | 2.68 | 1000 | 720.3 | 0.0178 | 0.6002 | 0.966 | 0.0579
Kadmat | 2025-04-22 11:00 | 4 | 112 | 11 | 3.95 | 898.1 | 30.15 | 30.46 | 6.96 | 23.5 | 2.56 | 1000 | 775.5 | 0.048 | 0.6887 | 0.966 | 0.0553
Kadmat | 2025-04-22 12:00 | 4 | 112 | 12 | 3.42 | 1006.6 | 30.52 | 30.49 | 6.96 | 23.53 | 2.69 | 1000 | 737.5 | 0.024 | 0.7645 | 0.966 | 0.0581
Kadmat | 2025-04-22 13:00 | 4 | 112 | 13 | 4.51 | 803.8 | 30.75 | 30.52 | 6.96 | 23.55 | 3.15 | 1000 | 747.6 | 0.0817 | 0.6194 | 0.966 | 0.068
Kadmat | 2025-04-22 14:00 | 4 | 112 | 14 | 4.6 | 904.8 | 30.86 | 30.53 | 6.96 | 23.57 | 3.01 | 1000 | 749.7 | 0.0879 | 0.6916 | 0.966 | 0.065
Kadmat | 2025-04-22 15:00 | 4 | 112 | 15 | 3.82 | 656.9 | 31.07 | 30.53 | 6.96 | 23.57 | 2.86 | 1000 | 698.5 | 0.0418 | 0.5111 | 0.966 | 0.0617
Kadmat | 2025-04-22 16:00 | 4 | 112 | 16 | 3.08 | 446.4 | 30.91 | 30.53 | 6.96 | 23.57 | 2.75 | 1000 | 742.1 | 0.0117 | 0.353 | 0.966 | 0.0595
Kadmat | 2025-04-22 17:00 | 4 | 112 | 17 | 3.33 | 294.3 | 30.45 | 30.51 | 6.96 | 23.55 | 2.75 | 1000 | 812.5 | 0.0208 | 0.2357 | 0.966 | 0.0595
Kadmat | 2025-04-22 18:00 | 4 | 112 | 18 | 3.29 | 30.7 | 30.16 | 30.49 | 6.96 | 23.53 | 2.79 | 1000 | 920.7 | 0.0195 | 0.0251 | 0.966 | 0.0603
Kadmat | 2025-04-22 19:00 | 4 | 112 | 19 | 3.4 | 0 | 29.68 | 30.46 | 6.96 | 23.5 | 2.92 | 1000 | 902.7 | 0.0233 | 0 | 0.966 | 0.063
Kadmat | 2025-04-22 20:00 | 4 | 112 | 20 | 3.6 | 0 | 29.32 | 30.42 | 6.96 | 23.46 | 3.03 | 1000 | 918.4 | 0.0317 | 0 | 0.966 | 0.0654
Kadmat | 2025-04-22 21:00 | 4 | 112 | 21 | 2.59 | 0 | 28.81 | 30.38 | 6.96 | 23.42 | 3.14 | 1000 | 844.8 | 0.0015 | 0 | 0.966 | 0.0678
Kadmat | 2025-04-22 22:00 | 4 | 112 | 22 | 2.68 | 0 | 28.23 | 30.34 | 6.96 | 23.38 | 2.72 | 1000 | 728.5 | 0.0033 | 0 | 0.966 | 0.0587
Kadmat | 2025-04-22 23:00 | 4 | 112 | 23 | 2.37 | 0 | 28.02 | 30.31 | 6.96 | 23.35 | 2.68 | 1000 | 604.2 | 0 | 0 | 0.966 | 0.0578
Kadmat | 2025-04-23 00:00 | 4 | 113 | 0 | 2.66 | 0 | 28.1 | 30.28 | 6.96 | 23.31 | 2.2 | 1000 | 516.6 | 0.0028 | 0 | 0.966 | 0.0476
Kadmat | 2025-04-23 01:00 | 4 | 113 | 1 | 2.8 | 0 | 28.2 | 30.25 | 6.96 | 23.29 | 2.45 | 1000 | 481.3 | 0.0053 | 0 | 0.966 | 0.0529
Kadmat | 2025-04-23 02:00 | 4 | 113 | 2 | 2.52 | 0 | 28.06 | 30.24 | 6.96 | 23.27 | 2.72 | 1000 | 450.1 | 0.0004 | 0 | 0.966 | 0.0588
Kadmat | 2025-04-23 03:00 | 4 | 113 | 3 | 2.65 | 0 | 28.14 | 30.23 | 6.96 | 23.27 | 2.76 | 1000 | 470.2 | 0.0026 | 0 | 0.966 | 0.0597
Kadmat | 2025-04-23 04:00 | 4 | 113 | 4 | 2.04 | 0 | 28.47 | 30.23 | 6.96 | 23.27 | 3.04 | 1000 | 461.9 | 0 | 0 | 0.966 | 0.0657
Kadmat | 2025-04-23 05:00 | 4 | 113 | 5 | 2.23 | 0 | 28.81 | 30.25 | 6.96 | 23.29 | 3.04 | 1000 | 524.4 | 0 | 0 | 0.966 | 0.0656
Kadmat | 2025-04-23 06:00 | 4 | 113 | 6 | 1.82 | 0.1 | 29.22 | 30.27 | 6.96 | 23.31 | 2.89 | 1000 | 584.1 | 0 | 0.0001 | 0.966 | 0.0624
Kadmat | 2025-04-23 07:00 | 4 | 113 | 7 | 1.5 | 232.1 | 29.49 | 30.3 | 6.96 | 23.34 | 2.95 | 1000 | 634.2 | 0 | 0.1874 | 0.966 | 0.0637
Kadmat | 2025-04-23 08:00 | 4 | 113 | 8 | 1.34 | 410.8 | 29.95 | 30.34 | 6.96 | 23.38 | 2.52 | 1000 | 640.2 | 0 | 0.3268 | 0.966 | 0.0545
Kadmat | 2025-04-23 09:00 | 4 | 113 | 9 | 1.39 | 619.9 | 30.35 | 30.38 | 6.96 | 23.42 | 2.6 | 1000 | 712.2 | 0 | 0.485 | 0.966 | 0.0562
Kadmat | 2025-04-23 10:00 | 4 | 113 | 10 | 1.68 | 757.7 | 30.61 | 30.42 | 6.96 | 23.45 | 2.63 | 1000 | 709 | 0 | 0.5862 | 0.966 | 0.0568
Kadmat | 2025-04-23 11:00 | 4 | 113 | 11 | 2.08 | 864.3 | 30.98 | 30.45 | 6.96 | 23.49 | 2.55 | 1000 | 780.2 | 0 | 0.6623 | 0.966 | 0.055
Kadmat | 2025-04-23 12:00 | 4 | 113 | 12 | 1.98 | 914.3 | 31.12 | 30.48 | 6.96 | 23.52 | 2.48 | 1000 | 754.6 | 0 | 0.6977 | 0.966 | 0.0536
Kadmat | 2025-04-23 13:00 | 4 | 113 | 13 | 1.99 | 912.8 | 31.22 | 30.51 | 6.96 | 23.54 | 2.56 | 1000 | 725 | 0 | 0.6963 | 0.966 | 0.0553
Kadmat | 2025-04-23 14:00 | 4 | 113 | 14 | 0.87 | 763.5 | 30.95 | 30.52 | 6.96 | 23.56 | 2.72 | 1000 | 740.7 | 0 | 0.5896 | 0.966 | 0.0587
Kadmat | 2025-04-23 15:00 | 4 | 113 | 15 | 0.66 | 581.1 | 30.97 | 30.52 | 6.96 | 23.56 | 2.76 | 1000 | 737.1 | 0 | 0.4549 | 0.966 | 0.0595
Kadmat | 2025-04-23 16:00 | 4 | 113 | 16 | 0.93 | 468.3 | 30.74 | 30.52 | 6.96 | 23.56 | 3.05 | 1000 | 710 | 0 | 0.3699 | 0.966 | 0.066
Kadmat | 2025-04-23 17:00 | 4 | 113 | 17 | 1.13 | 281.7 | 30.43 | 30.5 | 6.96 | 23.54 | 3.03 | 1000 | 807.1 | 0 | 0.2258 | 0.966 | 0.0654
Kadmat | 2025-04-23 18:00 | 4 | 113 | 18 | 0.86 | 31.5 | 30.29 | 30.48 | 6.96 | 23.52 | 3.18 | 1000 | 927.9 | 0 | 0.0257 | 0.966 | 0.0688
Kadmat | 2025-04-23 19:00 | 4 | 113 | 19 | 0.95 | 0 | 29.93 | 30.45 | 6.96 | 23.49 | 3.36 | 1000 | 950.2 | 0 | 0 | 0.966 | 0.0726
Kadmat | 2025-04-23 20:00 | 4 | 113 | 20 | 0.72 | 0 | 29.72 | 30.41 | 6.96 | 23.45 | 3.44 | 1000 | 892.4 | 0 | 0 | 0.966 | 0.0744
Kadmat | 2025-04-23 21:00 | 4 | 113 | 21 | 0.79 | 0 | 29.33 | 30.37 | 6.96 | 23.41 | 3.73 | 1000 | 883.1 | 0 | 0 | 0.966 | 0.0806
Kadmat | 2025-04-23 22:00 | 4 | 113 | 22 | 0.43 | 0 | 29.13 | 30.33 | 6.96 | 23.37 | 4.16 | 1000 | 714.1 | 0 | 0 | 0.966 | 0.0899
Kadmat | 2025-04-23 23:00 | 4 | 113 | 23 | 0.66 | 0 | 28.79 | 30.3 | 6.96 | 23.33 | 3.97 | 1000 | 577.3 | 0 | 0 | 0.966 | 0.0857
Kadmat | 2025-04-24 00:00 | 4 | 114 | 0 | 0.75 | 0 | 28.38 | 30.27 | 6.96 | 23.3 | 3.55 | 1000 | 531.7 | 0 | 0 | 0.966 | 0.0767
Kadmat | 2025-04-24 01:00 | 4 | 114 | 1 | 0.46 | 0 | 28.08 | 30.24 | 6.96 | 23.28 | 3.61 | 1000 | 492.4 | 0 | 0 | 0.966 | 0.0779
Kadmat | 2025-04-24 02:00 | 4 | 114 | 2 | 0.47 | 0 | 28.04 | 30.23 | 6.96 | 23.26 | 3.27 | 1000 | 462.7 | 0 | 0 | 0.966 | 0.0706
Kadmat | 2025-04-24 03:00 | 4 | 114 | 3 | 0.59 | 0 | 28.17 | 30.22 | 6.96 | 23.26 | 3.64 | 1000 | 449.8 | 0 | 0 | 0.966 | 0.0786
Kadmat | 2025-04-24 04:00 | 4 | 114 | 4 | 0.42 | 0 | 28.3 | 30.22 | 6.96 | 23.26 | 3.97 | 1000 | 461.1 | 0 | 0 | 0.966 | 0.0858
Kadmat | 2025-04-24 05:00 | 4 | 114 | 5 | 0.41 | 0 | 28.64 | 30.24 | 6.96 | 23.28 | 4.14 | 1000 | 540 | 0 | 0 | 0.966 | 0.0895
Kadmat | 2025-04-24 06:00 | 4 | 114 | 6 | 0.25 | 0.2 | 28.83 | 30.26 | 6.96 | 23.3 | 4.21 | 1000 | 573.5 | 0 | 0.0001 | 0.966 | 0.0909
Kadmat | 2025-04-24 07:00 | 4 | 114 | 7 | 0.19 | 221 | 29.16 | 30.29 | 6.96 | 23.33 | 5.05 | 1000 | 614.7 | 0 | 0.1788 | 0.966 | 0.1091
Kadmat | 2025-04-24 08:00 | 4 | 114 | 8 | 0.26 | 386.9 | 29.64 | 30.33 | 6.96 | 23.37 | 4.66 | 1000 | 675 | 0 | 0.3086 | 0.966 | 0.1007
Kadmat | 2025-04-24 09:00 | 4 | 114 | 9 | 0.37 | 534.5 | 30.15 | 30.37 | 6.96 | 23.4 | 5.63 | 1000 | 692.9 | 0 | 0.4211 | 0.966 | 0.1217
Kadmat | 2025-04-24 10:00 | 4 | 114 | 10 | 0.71 | 907.4 | 30.36 | 30.41 | 6.96 | 23.44 | 5.27 | 1000 | 700.9 | 0 | 0.6948 | 0.966 | 0.1138
Kadmat | 2025-04-24 11:00 | 4 | 114 | 11 | 0.78 | 1021.6 | 30.41 | 30.44 | 6.96 | 23.48 | 5.44 | 1000 | 748.7 | 0 | 0.7753 | 0.966 | 0.1176
Kadmat | 2025-04-24 12:00 | 4 | 114 | 12 | 1.16 | 852.8 | 30.93 | 30.47 | 6.96 | 23.51 | 6.19 | 1000 | 744.1 | 0 | 0.6542 | 0.966 | 0.1337
Kadmat | 2025-04-24 13:00 | 4 | 114 | 13 | 0.94 | 975.2 | 31.12 | 30.5 | 6.96 | 23.53 | 5.43 | 1000 | 716.4 | 0 | 0.7407 | 0.966 | 0.1173
Kadmat | 2025-04-24 14:00 | 4 | 114 | 14 | 1.04 | 946.8 | 31.2 | 30.51 | 6.96 | 23.55 | 5.26 | 1000 | 688 | 0 | 0.7205 | 0.966 | 0.1136
Kadmat | 2025-04-24 15:00 | 4 | 114 | 15 | 1.38 | 726.2 | 31.49 | 30.52 | 6.96 | 23.55 | 4.44 | 1000 | 706.6 | 0 | 0.5612 | 0.966 | 0.0959
Kadmat | 2025-04-24 16:00 | 4 | 114 | 16 | 1.54 | 536.9 | 31.11 | 30.51 | 6.96 | 23.55 | 5.01 | 1000 | 784.5 | 0 | 0.4214 | 0.966 | 0.1083
Kadmat | 2025-04-24 17:00 | 4 | 114 | 17 | 0.93 | 284.3 | 30.78 | 30.49 | 6.96 | 23.53 | 5.82 | 1000 | 796.9 | 0 | 0.2276 | 0.966 | 0.1257
Kadmat | 2025-04-24 18:00 | 4 | 114 | 18 | 1.46 | 30.2 | 30.61 | 30.47 | 6.96 | 23.51 | 6.06 | 1000 | 848.7 | 0 | 0.0247 | 0.966 | 0.131
Kadmat | 2025-04-24 19:00 | 4 | 114 | 19 | 1.27 | 0 | 30.19 | 30.44 | 6.96 | 23.47 | 5.8 | 1000 | 885.9 | 0 | 0 | 0.966 | 0.1254
Kadmat | 2025-04-24 20:00 | 4 | 114 | 20 | 0.77 | 0 | 29.78 | 30.4 | 6.96 | 23.44 | 5.13 | 1000 | 934.3 | 0 | 0 | 0.966 | 0.1109
Kadmat | 2025-04-24 21:00 | 4 | 114 | 21 | 0.86 | 0 | 29.56 | 30.36 | 6.96 | 23.4 | 5.39 | 1000 | 844.9 | 0 | 0 | 0.966 | 0.1165
Kadmat | 2025-04-24 22:00 | 4 | 114 | 22 | 1.04 | 0 | 29.17 | 30.32 | 6.96 | 23.36 | 5.91 | 1000 | 735.2 | 0 | 0 | 0.966 | 0.1277
Kadmat | 2025-04-24 23:00 | 4 | 114 | 23 | 1.23 | 0 | 28.79 | 30.29 | 6.96 | 23.32 | 6.29 | 1000 | 619.9 | 0 | 0 | 0.966 | 0.1358
Kadmat | 2025-04-25 00:00 | 4 | 115 | 0 | 1.52 | 0 | 28.73 | 30.26 | 6.96 | 23.29 | 6.18 | 1000 | 517.6 | 0 | 0 | 0.966 | 0.1335
Kadmat | 2025-04-25 01:00 | 4 | 115 | 1 | 1.73 | 0 | 28.63 | 30.23 | 6.96 | 23.27 | 5.59 | 1000 | 468.7 | 0 | 0 | 0.966 | 0.1207
Kadmat | 2025-04-25 02:00 | 4 | 115 | 2 | 2.08 | 0 | 28.35 | 30.22 | 6.96 | 23.25 | 5.18 | 1000 | 458.9 | 0 | 0 | 0.966 | 0.1119
Kadmat | 2025-04-25 03:00 | 4 | 115 | 3 | 1.75 | 0 | 28.17 | 30.21 | 6.96 | 23.25 | 5.57 | 1000 | 453.2 | 0 | 0 | 0.966 | 0.1204
Kadmat | 2025-04-25 04:00 | 4 | 115 | 4 | 1.53 | 0 | 28.27 | 30.21 | 6.97 | 23.25 | 5.44 | 1000 | 476.4 | 0 | 0 | 0.966 | 0.1175
Kadmat | 2025-04-25 05:00 | 4 | 115 | 5 | 2.03 | 0 | 28.59 | 30.23 | 6.97 | 23.26 | 5.61 | 1000 | 508.4 | 0 | 0 | 0.966 | 0.1212
Kadmat | 2025-04-25 06:00 | 4 | 115 | 6 | 1.97 | 0.3 | 28.96 | 30.25 | 6.97 | 23.29 | 5.58 | 1000 | 563.4 | 0 | 0.0003 | 0.966 | 0.1205
Kadmat | 2025-04-25 07:00 | 4 | 115 | 7 | 1.97 | 195.6 | 29.38 | 30.28 | 6.97 | 23.32 | 6.34 | 1000 | 644.1 | 0 | 0.1584 | 0.966 | 0.137
Kadmat | 2025-04-25 08:00 | 4 | 115 | 8 | 2.15 | 431 | 29.66 | 30.32 | 6.97 | 23.35 | 6.18 | 1000 | 669 | 0 | 0.3428 | 0.966 | 0.1336
Kadmat | 2025-04-25 09:00 | 4 | 115 | 9 | 2.12 | 637.9 | 30.16 | 30.36 | 6.97 | 23.39 | 6.2 | 1000 | 691.7 | 0 | 0.4987 | 0.966 | 0.134
Kadmat | 2025-04-25 10:00 | 4 | 115 | 10 | 2.39 | 630.1 | 30.25 | 30.4 | 6.97 | 23.43 | 6.31 | 1000 | 744.5 | 0 | 0.4928 | 0.966 | 0.1363
Kadmat | 2025-04-25 11:00 | 4 | 115 | 11 | 2.48 | 796.3 | 30.52 | 30.43 | 6.97 | 23.47 | 5.14 | 1000 | 783.9 | 0 | 0.6144 | 0.966 | 0.111
Kadmat | 2025-04-25 12:00 | 4 | 115 | 12 | 3.02 | 971.6 | 30.63 | 30.46 | 6.97 | 23.5 | 5.91 | 1000 | 755.4 | 0.0098 | 0.7396 | 0.966 | 0.1276
Kadmat | 2025-04-25 13:00 | 4 | 115 | 13 | 2.65 | 828.1 | 30.62 | 30.49 | 6.97 | 23.52 | 5.13 | 1000 | 677.6 | 0.0027 | 0.6372 | 0.966 | 0.1109
Kadmat | 2025-04-25 14:00 | 4 | 115 | 14 | 2.67 | 695.3 | 30.52 | 30.5 | 6.97 | 23.53 | 4.82 | 1000 | 703.5 | 0.0031 | 0.5405 | 0.966 | 0.1042
Kadmat | 2025-04-25 15:00 | 4 | 115 | 15 | 3.35 | 665 | 30.5 | 30.51 | 6.97 | 23.54 | 4.51 | 1000 | 763.2 | 0.0215 | 0.5182 | 0.966 | 0.0974
Kadmat | 2025-04-25 16:00 | 4 | 115 | 16 | 4.16 | 483.4 | 30.27 | 30.5 | 6.97 | 23.53 | 4.44 | 1000 | 749.3 | 0.0604 | 0.3821 | 0.966 | 0.0959
Kadmat | 2025-04-25 17:00 | 4 | 115 | 17 | 3.7 | 223.5 | 30.1 | 30.48 | 6.97 | 23.52 | 4.08 | 1000 | 830.3 | 0.0362 | 0.1801 | 0.966 | 0.0882
Kadmat | 2025-04-25 18:00 | 4 | 115 | 18 | 3.16 | 30.3 | 29.92 | 30.46 | 6.97 | 23.49 | 4.5 | 1000 | 971.4 | 0.0148 | 0.0248 | 0.966 | 0.0973
Kadmat | 2025-04-25 19:00 | 4 | 115 | 19 | 3.45 | 0 | 29.66 | 30.43 | 6.97 | 23.46 | 4.65 | 1000 | 897.5 | 0.0253 | 0 | 0.966 | 0.1005
Kadmat | 2025-04-25 20:00 | 4 | 115 | 20 | 3.36 | 0 | 29.25 | 30.39 | 6.97 | 23.43 | 4.92 | 1000 | 920.8 | 0.022 | 0 | 0.966 | 0.1063
Kadmat | 2025-04-25 21:00 | 4 | 115 | 21 | 3.54 | 0 | 28.55 | 30.35 | 6.97 | 23.39 | 4.49 | 1000 | 804.2 | 0.0291 | 0 | 0.966 | 0.0969
Kadmat | 2025-04-25 22:00 | 4 | 115 | 22 | 3.74 | 0 | 28.08 | 30.31 | 6.97 | 23.35 | 4.64 | 1000 | 705 | 0.0381 | 0 | 0.966 | 0.1002
Kadmat | 2025-04-25 23:00 | 4 | 115 | 23 | 2.99 | 0 | 27.77 | 30.28 | 6.97 | 23.31 | 4.08 | 1000 | 630.7 | 0.0088 | 0 | 0.966 | 0.0882
Kadmat | 2025-04-26 00:00 | 4 | 116 | 0 | 2.79 | 0 | 27.8 | 30.25 | 6.97 | 23.28 | 4.1 | 1000 | 482.1 | 0.0052 | 0 | 0.966 | 0.0886
Kadmat | 2025-04-26 01:00 | 4 | 116 | 1 | 2.68 | 0 | 27.68 | 30.22 | 6.97 | 23.25 | 3.97 | 1000 | 490 | 0.0032 | 0 | 0.966 | 0.0857
Kadmat | 2025-04-26 02:00 | 4 | 116 | 2 | 2.39 | 0 | 27.51 | 30.21 | 6.97 | 23.24 | 4.33 | 1000 | 457.8 | 0 | 0 | 0.966 | 0.0936
Kadmat | 2025-04-26 03:00 | 4 | 116 | 3 | 2.46 | 0 | 27.8 | 30.2 | 6.97 | 23.23 | 3.61 | 1000 | 466.9 | 0 | 0 | 0.966 | 0.078
Kadmat | 2025-04-26 04:00 | 4 | 116 | 4 | 2.29 | 0 | 28.1 | 30.21 | 6.97 | 23.24 | 3.44 | 1000 | 497.4 | 0 | 0 | 0.966 | 0.0743
Kadmat | 2025-04-26 05:00 | 4 | 116 | 5 | 2.66 | 0 | 28.34 | 30.22 | 6.97 | 23.25 | 3.44 | 1000 | 529.5 | 0.0029 | 0 | 0.966 | 0.0743
Kadmat | 2025-04-26 06:00 | 4 | 116 | 6 | 2.51 | 0.6 | 28.76 | 30.24 | 6.97 | 23.28 | 3.34 | 1000 | 616.6 | 0.0001 | 0.0005 | 0.966 | 0.0722
Kadmat | 2025-04-26 07:00 | 4 | 116 | 7 | 2.09 | 230 | 29.3 | 30.27 | 6.97 | 23.31 | 3.17 | 1000 | 641.7 | 0 | 0.1858 | 0.966 | 0.0685
Kadmat | 2025-04-26 08:00 | 4 | 116 | 8 | 1.5 | 489.4 | 29.88 | 30.31 | 6.97 | 23.34 | 3.05 | 1000 | 680.7 | 0 | 0.3873 | 0.966 | 0.0658
Kadmat | 2025-04-26 09:00 | 4 | 116 | 9 | 1.55 | 595.8 | 30.34 | 30.35 | 6.97 | 23.38 | 3.14 | 1000 | 704.1 | 0 | 0.467 | 0.966 | 0.0678
Kadmat | 2025-04-26 10:00 | 4 | 116 | 10 | 2.03 | 714.2 | 30.63 | 30.39 | 6.97 | 23.42 | 3.6 | 1000 | 705.4 | 0 | 0.5543 | 0.966 | 0.0777
Kadmat | 2025-04-26 11:00 | 4 | 116 | 11 | 1.46 | 915.5 | 31.04 | 30.42 | 6.97 | 23.45 | 3.39 | 1000 | 742.3 | 0 | 0.6987 | 0.966 | 0.0731
Kadmat | 2025-04-26 12:00 | 4 | 116 | 12 | 1.6 | 808.7 | 31.3 | 30.45 | 6.97 | 23.49 | 3.5 | 1000 | 739.8 | 0 | 0.6216 | 0.966 | 0.0756
Kadmat | 2025-04-26 13:00 | 4 | 116 | 13 | 1.54 | 1047.7 | 31.48 | 30.48 | 6.97 | 23.51 | 3.72 | 1000 | 721.1 | 0 | 0.7903 | 0.966 | 0.0803
Kadmat | 2025-04-26 14:00 | 4 | 116 | 14 | 1.5 | 819.4 | 31.73 | 30.49 | 6.97 | 23.52 | 3.78 | 1000 | 705.1 | 0 | 0.6283 | 0.966 | 0.0816
Kadmat | 2025-04-26 15:00 | 4 | 116 | 15 | 1.59 | 644 | 31.54 | 30.5 | 6.97 | 23.53 | 3.55 | 1000 | 738.7 | 0 | 0.5007 | 0.966 | 0.0766
Kadmat | 2025-04-26 16:00 | 4 | 116 | 16 | 1.41 | 520.6 | 31.35 | 30.49 | 6.97 | 23.52 | 4 | 1000 | 747.2 | 0 | 0.4088 | 0.966 | 0.0863
Kadmat | 2025-04-26 17:00 | 4 | 116 | 17 | 1.73 | 241.6 | 31.05 | 30.47 | 6.97 | 23.51 | 4.44 | 1000 | 839.8 | 0 | 0.1938 | 0.966 | 0.096
Kadmat | 2025-04-26 18:00 | 4 | 116 | 18 | 1.71 | 33.6 | 30.64 | 30.45 | 6.97 | 23.48 | 4.4 | 1000 | 896.9 | 0 | 0.0274 | 0.966 | 0.095
Kadmat | 2025-04-26 19:00 | 4 | 116 | 19 | 2.08 | 0 | 30.17 | 30.42 | 6.97 | 23.45 | 3.9 | 1000 | 950.1 | 0 | 0 | 0.966 | 0.0843
Kadmat | 2025-04-26 20:00 | 4 | 116 | 20 | 2.27 | 0 | 29.94 | 30.38 | 6.97 | 23.41 | 4.28 | 1000 | 918.8 | 0 | 0 | 0.966 | 0.0924
Kadmat | 2025-04-26 21:00 | 4 | 116 | 21 | 2.11 | 0 | 29.4 | 30.34 | 6.97 | 23.38 | 4.08 | 1000 | 849.1 | 0 | 0 | 0.966 | 0.0882
Kadmat | 2025-04-26 22:00 | 4 | 116 | 22 | 2.24 | 0 | 28.9 | 30.3 | 6.97 | 23.34 | 4.58 | 1000 | 705 | 0 | 0 | 0.966 | 0.099
Kadmat | 2025-04-26 23:00 | 4 | 116 | 23 | 2.82 | 0 | 28.13 | 30.27 | 6.97 | 23.3 | 4.61 | 1000 | 560.8 | 0.0058 | 0 | 0.966 | 0.0996
Kadmat | 2025-04-27 00:00 | 4 | 117 | 0 | 2.77 | 0 | 27.93 | 30.24 | 6.97 | 23.27 | 4.93 | 1000 | 533.1 | 0.0049 | 0 | 0.966 | 0.1064
Kadmat | 2025-04-27 01:00 | 4 | 117 | 1 | 2.9 | 0 | 27.74 | 30.21 | 6.97 | 23.24 | 4.52 | 1000 | 494.5 | 0.0071 | 0 | 0.966 | 0.0977
Kadmat | 2025-04-27 02:00 | 4 | 117 | 2 | 2.67 | 0 | 27.75 | 30.2 | 6.97 | 23.23 | 4.13 | 1000 | 469 | 0.003 | 0 | 0.966 | 0.0891
Kadmat | 2025-04-27 03:00 | 4 | 117 | 3 | 2.52 | 0 | 27.94 | 30.19 | 6.97 | 23.22 | 3.88 | 1000 | 453.8 | 0.0004 | 0 | 0.966 | 0.0839
Kadmat | 2025-04-27 04:00 | 4 | 117 | 4 | 3.03 | 0 | 28.02 | 30.2 | 6.97 | 23.23 | 3.92 | 1000 | 471.2 | 0.0101 | 0 | 0.966 | 0.0846
Kadmat | 2025-04-27 05:00 | 4 | 117 | 5 | 2.51 | 0 | 28.21 | 30.21 | 6.97 | 23.24 | 3.76 | 1000 | 513.4 | 0.0002 | 0 | 0.966 | 0.0812
Kadmat | 2025-04-27 06:00 | 4 | 117 | 6 | 3.11 | 0.8 | 28.47 | 30.23 | 6.97 | 23.26 | 3.92 | 1000 | 599.2 | 0.013 | 0.0007 | 0.966 | 0.0847
Kadmat | 2025-04-27 07:00 | 4 | 117 | 7 | 2.66 | 165.9 | 28.91 | 30.26 | 6.97 | 23.3 | 3.64 | 1000 | 634.2 | 0.0029 | 0.1349 | 0.966 | 0.0787
Kadmat | 2025-04-27 08:00 | 4 | 117 | 8 | 2.25 | 392.6 | 29.17 | 30.3 | 6.97 | 23.33 | 3.71 | 1000 | 676.8 | 0 | 0.3137 | 0.966 | 0.08
Kadmat | 2025-04-27 09:00 | 4 | 117 | 9 | 1.67 | 550.8 | 29.43 | 30.34 | 6.97 | 23.37 | 3.73 | 1000 | 672.1 | 0 | 0.4346 | 0.966 | 0.0805
Kadmat | 2025-04-27 10:00 | 4 | 117 | 10 | 2.15 | 720.2 | 29.93 | 30.38 | 6.97 | 23.41 | 4.04 | 1000 | 682.5 | 0 | 0.5602 | 0.966 | 0.0872
Kadmat | 2025-04-27 11:00 | 4 | 117 | 11 | 2.07 | 802.3 | 30.49 | 30.41 | 6.97 | 23.44 | 3.96 | 1000 | 750.1 | 0 | 0.6189 | 0.966 | 0.0854
Kadmat | 2025-04-27 12:00 | 4 | 117 | 12 | 2.57 | 749.3 | 30.88 | 30.44 | 6.97 | 23.47 | 4.32 | 1000 | 754.8 | 0.0012 | 0.5794 | 0.966 | 0.0933
Kadmat | 2025-04-27 13:00 | 4 | 117 | 13 | 2.55 | 755.3 | 31.18 | 30.47 | 6.97 | 23.5 | 4.94 | 1000 | 746.3 | 0.0008 | 0.5831 | 0.966 | 0.1067
Kadmat | 2025-04-27 14:00 | 4 | 117 | 14 | 1.82 | 716.9 | 31.18 | 30.48 | 6.97 | 23.51 | 4.35 | 1000 | 727.4 | 0 | 0.5551 | 0.966 | 0.094
Kadmat | 2025-04-27 15:00 | 4 | 117 | 15 | 2.18 | 603.5 | 31.21 | 30.49 | 6.97 | 23.52 | 5.04 | 1000 | 708.6 | 0 | 0.4712 | 0.966 | 0.1089
Kadmat | 2025-04-27 16:00 | 4 | 117 | 16 | 1.7 | 487.4 | 31.2 | 30.48 | 6.97 | 23.51 | 4.85 | 1000 | 815 | 0 | 0.3838 | 0.966 | 0.1048
Kadmat | 2025-04-27 17:00 | 4 | 117 | 17 | 1.94 | 212.5 | 31.03 | 30.46 | 6.97 | 23.5 | 5.4 | 1000 | 820.3 | 0 | 0.1709 | 0.966 | 0.1166
Kadmat | 2025-04-27 18:00 | 4 | 117 | 18 | 1.5 | 28.4 | 30.72 | 30.44 | 6.97 | 23.47 | 5.39 | 1000 | 902.4 | 0 | 0.0231 | 0.966 | 0.1165
Kadmat | 2025-04-27 19:00 | 4 | 117 | 19 | 2.26 | 0 | 30.4 | 30.41 | 6.97 | 23.44 | 5.29 | 1000 | 918.5 | 0 | 0 | 0.966 | 0.1142
Kadmat | 2025-04-27 20:00 | 4 | 117 | 20 | 2.33 | 0 | 30.06 | 30.37 | 6.97 | 23.4 | 5.17 | 1000 | 926.4 | 0 | 0 | 0.966 | 0.1117
Kadmat | 2025-04-27 21:00 | 4 | 117 | 21 | 1.92 | 0 | 29.75 | 30.33 | 6.97 | 23.36 | 5.6 | 1000 | 819.9 | 0 | 0 | 0.966 | 0.1209
Kadmat | 2025-04-27 22:00 | 4 | 117 | 22 | 1.59 | 0 | 29.43 | 30.29 | 6.97 | 23.32 | 5.42 | 1000 | 704.7 | 0 | 0 | 0.966 | 0.117
Kadmat | 2025-04-27 23:00 | 4 | 117 | 23 | 2.25 | 0 | 28.97 | 30.26 | 6.97 | 23.29 | 5.5 | 1000 | 610.8 | 0 | 0 | 0.966 | 0.1187
Kadmat | 2025-04-28 00:00 | 4 | 118 | 0 | 2.75 | 0 | 28.67 | 30.23 | 6.97 | 23.26 | 6.13 | 1000 | 502.2 | 0.0044 | 0 | 0.966 | 0.1325
Kadmat | 2025-04-28 01:00 | 4 | 118 | 1 | 2.31 | 0 | 28.14 | 30.2 | 6.97 | 23.23 | 5.72 | 1000 | 477.2 | 0 | 0 | 0.966 | 0.1236
Kadmat | 2025-04-28 02:00 | 4 | 118 | 2 | 2.44 | 0 | 27.92 | 30.19 | 6.97 | 23.22 | 5.31 | 1000 | 483.4 | 0 | 0 | 0.966 | 0.1147
Kadmat | 2025-04-28 03:00 | 4 | 118 | 3 | 2.41 | 0 | 27.96 | 30.18 | 6.97 | 23.21 | 5.12 | 1000 | 443.5 | 0 | 0 | 0.966 | 0.1105
Kadmat | 2025-04-28 04:00 | 4 | 118 | 4 | 3.21 | 0 | 28.18 | 30.19 | 6.97 | 23.22 | 4.96 | 1000 | 455.4 | 0.0165 | 0 | 0.966 | 0.1071
Kadmat | 2025-04-28 05:00 | 4 | 118 | 5 | 2.85 | 0 | 28.42 | 30.2 | 6.97 | 23.23 | 4.82 | 1000 | 493.1 | 0.0062 | 0 | 0.966 | 0.1042
Kadmat | 2025-04-28 06:00 | 4 | 118 | 6 | 3.2 | 1.2 | 28.9 | 30.22 | 6.97 | 23.25 | 6.51 | 1000 | 569.5 | 0.0163 | 0.001 | 0.966 | 0.1407
Kadmat | 2025-04-28 07:00 | 4 | 118 | 7 | 2.45 | 215.9 | 29.33 | 30.25 | 6.97 | 23.28 | 6.86 | 1000 | 623.8 | 0 | 0.1746 | 0.966 | 0.1482
Kadmat | 2025-04-28 08:00 | 4 | 118 | 8 | 2.05 | 417.7 | 29.61 | 30.29 | 6.97 | 23.32 | 6.73 | 1000 | 682.1 | 0 | 0.3326 | 0.966 | 0.1454
Kadmat | 2025-04-28 09:00 | 4 | 118 | 9 | 2.24 | 563.7 | 30.26 | 30.33 | 6.97 | 23.36 | 6.34 | 1000 | 673.7 | 0 | 0.4429 | 0.966 | 0.1369
Kadmat | 2025-04-28 10:00 | 4 | 118 | 10 | 2.22 | 814.6 | 30.67 | 30.37 | 6.97 | 23.4 | 6.55 | 1000 | 735 | 0 | 0.6274 | 0.966 | 0.1414
Kadmat | 2025-04-28 11:00 | 4 | 118 | 11 | 1.71 | 861.5 | 31.15 | 30.4 | 6.97 | 23.43 | 6.79 | 1000 | 749.5 | 0 | 0.6599 | 0.966 | 0.1467
Kadmat | 2025-04-28 12:00 | 4 | 118 | 12 | 1.61 | 865.7 | 31.3 | 30.43 | 6.97 | 23.46 | 7.04 | 1000 | 750.2 | 0 | 0.6625 | 0.966 | 0.1521
Kadmat | 2025-04-28 13:00 | 4 | 118 | 13 | 1.87 | 966.1 | 31.39 | 30.46 | 6.97 | 23.49 | 6.99 | 1000 | 737.7 | 0 | 0.7335 | 0.966 | 0.151
Kadmat | 2025-04-28 14:00 | 4 | 118 | 14 | 3.11 | 727.1 | 31.23 | 30.47 | 6.97 | 23.5 | 6.52 | 1000 | 764.1 | 0.013 | 0.5625 | 0.966 | 0.1407
Kadmat | 2025-04-28 15:00 | 4 | 118 | 15 | 3.29 | 757.8 | 31.19 | 30.48 | 6.97 | 23.51 | 6.14 | 1000 | 752.6 | 0.0195 | 0.5849 | 0.966 | 0.1327
Kadmat | 2025-04-28 16:00 | 4 | 118 | 16 | 2.96 | 432 | 30.95 | 30.47 | 6.97 | 23.5 | 6.09 | 1000 | 748.6 | 0.0083 | 0.3419 | 0.966 | 0.1316
Kadmat | 2025-04-28 17:00 | 4 | 118 | 17 | 2.75 | 277.4 | 30.54 | 30.45 | 6.97 | 23.48 | 5.82 | 1000 | 796.2 | 0.0044 | 0.2224 | 0.966 | 0.1256
Kadmat | 2025-04-28 18:00 | 4 | 118 | 18 | 3.22 | 31.8 | 30.2 | 30.43 | 6.97 | 23.46 | 5.46 | 1000 | 864.6 | 0.017 | 0.026 | 0.966 | 0.118
Kadmat | 2025-04-28 19:00 | 4 | 118 | 19 | 3.57 | 0 | 29.68 | 30.4 | 6.97 | 23.43 | 5.8 | 1000 | 913.6 | 0.0305 | 0 | 0.966 | 0.1253
Kadmat | 2025-04-28 20:00 | 4 | 118 | 20 | 4.3 | 0 | 29.01 | 30.36 | 6.97 | 23.39 | 5.56 | 1000 | 934.2 | 0.069 | 0 | 0.966 | 0.1201
Kadmat | 2025-04-28 21:00 | 4 | 118 | 21 | 2.96 | 0 | 28.65 | 30.32 | 6.97 | 23.35 | 5.3 | 1000 | 855.9 | 0.0083 | 0 | 0.966 | 0.1144
Kadmat | 2025-04-28 22:00 | 4 | 118 | 22 | 2.47 | 0 | 28.24 | 30.28 | 6.97 | 23.31 | 5.17 | 1000 | 704.7 | 0 | 0 | 0.966 | 0.1118
Kadmat | 2025-04-28 23:00 | 4 | 118 | 23 | 2.85 | 0 | 28.19 | 30.25 | 6.97 | 23.28 | 5.62 | 1000 | 615.5 | 0.0063 | 0 | 0.966 | 0.1214
Kadmat | 2025-04-29 00:00 | 4 | 119 | 0 | 3.1 | 0 | 28.16 | 30.22 | 6.97 | 23.24 | 5.87 | 1000 | 504.5 | 0.0125 | 0 | 0.966 | 0.1268
Kadmat | 2025-04-29 01:00 | 4 | 119 | 1 | 2.17 | 0 | 28.18 | 30.19 | 6.97 | 23.22 | 5.78 | 1000 | 483.7 | 0 | 0 | 0.966 | 0.1249
Kadmat | 2025-04-29 02:00 | 4 | 119 | 2 | 2.08 | 0 | 28.38 | 30.18 | 6.97 | 23.2 | 5.92 | 1000 | 475.6 | 0 | 0 | 0.966 | 0.1279
Kadmat | 2025-04-29 03:00 | 4 | 119 | 3 | 1.83 | 0 | 28.62 | 30.17 | 6.97 | 23.2 | 5.38 | 1000 | 474.2 | 0 | 0 | 0.966 | 0.1161
Kadmat | 2025-04-29 04:00 | 4 | 119 | 4 | 2.12 | 0 | 28.48 | 30.18 | 6.97 | 23.2 | 5.46 | 1000 | 482.8 | 0 | 0 | 0.966 | 0.118
Kadmat | 2025-04-29 05:00 | 4 | 119 | 5 | 2.46 | 0 | 28.8 | 30.19 | 6.97 | 23.22 | 5.77 | 1000 | 527.3 | 0 | 0 | 0.966 | 0.1245
Kadmat | 2025-04-29 06:00 | 4 | 119 | 6 | 2.35 | 1.7 | 29.1 | 30.21 | 6.97 | 23.24 | 6.23 | 1000 | 571.8 | 0 | 0.0014 | 0.966 | 0.1347
Kadmat | 2025-04-29 07:00 | 4 | 119 | 7 | 1.9 | 198.4 | 29.22 | 30.24 | 6.97 | 23.27 | 5.75 | 1000 | 641.2 | 0 | 0.1607 | 0.966 | 0.1241
Kadmat | 2025-04-29 08:00 | 4 | 119 | 8 | 1.75 | 432.8 | 29.63 | 30.28 | 6.97 | 23.31 | 5.91 | 1000 | 665 | 0 | 0.3442 | 0.966 | 0.1276
Kadmat | 2025-04-29 09:00 | 4 | 119 | 9 | 1.97 | 730.3 | 30.09 | 30.32 | 6.97 | 23.35 | 6.33 | 1000 | 706.9 | 0 | 0.5672 | 0.966 | 0.1368
Kadmat | 2025-04-29 10:00 | 4 | 119 | 10 | 2.44 | 924.1 | 30.3 | 30.36 | 6.97 | 23.38 | 6 | 1000 | 669.5 | 0 | 0.7069 | 0.966 | 0.1297
Kadmat | 2025-04-29 11:00 | 4 | 119 | 11 | 2.75 | 895.8 | 30.65 | 30.39 | 6.97 | 23.42 | 6.16 | 1000 | 774.2 | 0.0045 | 0.6858 | 0.966 | 0.1331
Kadmat | 2025-04-29 12:00 | 4 | 119 | 12 | 2.85 | 956.8 | 31.08 | 30.42 | 6.97 | 23.45 | 4.92 | 1000 | 704.3 | 0.0064 | 0.7278 | 0.966 | 0.1062
Kadmat | 2025-04-29 13:00 | 4 | 119 | 13 | 2.78 | 1046.4 | 31.47 | 30.45 | 6.97 | 23.47 | 4.63 | 1000 | 770.6 | 0.0051 | 0.7894 | 0.966 | 0.1
Kadmat | 2025-04-29 14:00 | 4 | 119 | 14 | 2.6 | 898.1 | 31.52 | 30.46 | 6.97 | 23.49 | 5.17 | 1000 | 739.7 | 0.0019 | 0.6851 | 0.966 | 0.1116
Kadmat | 2025-04-29 15:00 | 4 | 119 | 15 | 3.45 | 618 | 31.24 | 30.47 | 6.97 | 23.49 | 4.97 | 1000 | 709.3 | 0.0251 | 0.4819 | 0.966 | 0.1074
Kadmat | 2025-04-29 16:00 | 4 | 119 | 16 | 2.91 | 491.8 | 31.17 | 30.46 | 6.97 | 23.49 | 5.12 | 1000 | 700.2 | 0.0074 | 0.3872 | 0.966 | 0.1107
Kadmat | 2025-04-29 17:00 | 4 | 119 | 17 | 3.33 | 266.5 | 30.74 | 30.45 | 6.97 | 23.47 | 5.11 | 1000 | 834 | 0.0208 | 0.2136 | 0.966 | 0.1103
Kadmat | 2025-04-29 18:00 | 4 | 119 | 18 | 3.37 | 34.9 | 30.34 | 30.42 | 6.97 | 23.45 | 4.62 | 1000 | 907.3 | 0.0223 | 0.0285 | 0.966 | 0.0998
Kadmat | 2025-04-29 19:00 | 4 | 119 | 19 | 3.82 | 0 | 29.65 | 30.39 | 6.97 | 23.42 | 4.42 | 1000 | 968.8 | 0.0421 | 0 | 0.966 | 0.0954
Kadmat | 2025-04-29 20:00 | 4 | 119 | 20 | 3.31 | 0 | 29.19 | 30.35 | 6.97 | 23.38 | 3.72 | 1000 | 903.9 | 0.0201 | 0 | 0.966 | 0.0803
Kadmat | 2025-04-29 21:00 | 4 | 119 | 21 | 3.3 | 0 | 28.77 | 30.31 | 6.97 | 23.34 | 3.62 | 1000 | 846.2 | 0.0197 | 0 | 0.966 | 0.0782
Kadmat | 2025-04-29 22:00 | 4 | 119 | 22 | 3.35 | 0 | 28.49 | 30.27 | 6.97 | 23.3 | 3.84 | 1000 | 688.3 | 0.0217 | 0 | 0.966 | 0.083
Kadmat | 2025-04-29 23:00 | 4 | 119 | 23 | 2.85 | 0 | 28.42 | 30.24 | 6.97 | 23.26 | 3.35 | 1000 | 617.3 | 0.0063 | 0 | 0.966 | 0.0724
Kadmat | 2025-04-30 00:00 | 4 | 120 | 0 | 2.34 | 0 | 28.46 | 30.21 | 6.97 | 23.23 | 2.91 | 1000 | 521.2 | 0 | 0 | 0.966 | 0.0628
Kadmat | 2025-04-30 01:00 | 4 | 120 | 1 | 2.36 | 0 | 28.33 | 30.18 | 6.97 | 23.21 | 2.38 | 1000 | 494.2 | 0 | 0 | 0.966 | 0.0515
Kadmat | 2025-04-30 02:00 | 4 | 120 | 2 | 2.35 | 0 | 28.5 | 30.17 | 6.97 | 23.19 | 2.38 | 1000 | 454.7 | 0 | 0 | 0.966 | 0.0515
Kadmat | 2025-04-30 03:00 | 4 | 120 | 3 | 2.11 | 0 | 28.56 | 30.16 | 6.97 | 23.19 | 2.36 | 1000 | 454.5 | 0 | 0 | 0.966 | 0.051
Kadmat | 2025-04-30 04:00 | 4 | 120 | 4 | 2.18 | 0 | 28.58 | 30.17 | 6.97 | 23.19 | 2.7 | 1000 | 492.4 | 0 | 0 | 0.966 | 0.0584
Kadmat | 2025-04-30 05:00 | 4 | 120 | 5 | 2.48 | 0 | 28.63 | 30.18 | 6.97 | 23.21 | 2.68 | 1000 | 509.3 | 0 | 0 | 0.966 | 0.0578
Kadmat | 2025-04-30 06:00 | 4 | 120 | 6 | 2.94 | 1.8 | 28.83 | 30.2 | 6.97 | 23.23 | 2.53 | 1000 | 560.6 | 0.008 | 0.0015 | 0.966 | 0.0546
Kadmat | 2025-04-30 07:00 | 4 | 120 | 7 | 2.76 | 224.6 | 29.23 | 30.23 | 6.97 | 23.26 | 2.6 | 1000 | 647.7 | 0.0047 | 0.1816 | 0.966 | 0.0561
Kadmat | 2025-04-30 08:00 | 4 | 120 | 8 | 3.07 | 447.5 | 29.73 | 30.27 | 6.97 | 23.3 | 2.53 | 1000 | 663.2 | 0.0116 | 0.3554 | 0.966 | 0.0546
Kadmat | 2025-04-30 09:00 | 4 | 120 | 9 | 4.37 | 628.4 | 30.15 | 30.31 | 6.97 | 23.34 | 2.17 | 1000 | 695.6 | 0.0733 | 0.4917 | 0.966 | 0.047
Kadmat | 2025-04-30 10:00 | 4 | 120 | 10 | 4.94 | 701.1 | 30.76 | 30.35 | 6.97 | 23.37 | 2.28 | 1000 | 726.6 | 0.1125 | 0.5443 | 0.966 | 0.0493
Kadmat | 2025-04-30 11:00 | 4 | 120 | 11 | 5.33 | 954.7 | 31.31 | 30.38 | 6.97 | 23.41 | 2.26 | 1000 | 743.8 | 0.1445 | 0.7257 | 0.966 | 0.0489
Kadmat | 2025-04-30 12:00 | 4 | 120 | 12 | 5.13 | 1035.5 | 31.57 | 30.41 | 6.97 | 23.44 | 2.67 | 1000 | 781.6 | 0.1275 | 0.7815 | 0.966 | 0.0576
Kadmat | 2025-04-30 13:00 | 4 | 120 | 13 | 4.02 | 881.9 | 31.43 | 30.44 | 6.97 | 23.46 | 2.48 | 1000 | 730.5 | 0.0518 | 0.6738 | 0.966 | 0.0535
Kadmat | 2025-04-30 14:00 | 4 | 120 | 14 | 3.5 | 768.9 | 31.44 | 30.45 | 6.97 | 23.48 | 2.54 | 1000 | 737.8 | 0.027 | 0.5925 | 0.966 | 0.0548
Kadmat | 2025-04-30 15:00 | 4 | 120 | 15 | 2.79 | 600.9 | 31.28 | 30.46 | 6.97 | 23.48 | 2.45 | 1000 | 716.3 | 0.0052 | 0.4691 | 0.966 | 0.0528
Kadmat | 2025-04-30 16:00 | 4 | 120 | 16 | 2.63 | 437.2 | 30.91 | 30.45 | 6.97 | 23.48 | 2.32 | 1000 | 762.1 | 0.0023 | 0.3459 | 0.966 | 0.0502
Kadmat | 2025-04-30 17:00 | 4 | 120 | 17 | 1.78 | 253.7 | 30.59 | 30.44 | 6.97 | 23.46 | 2.35 | 1000 | 829.3 | 0 | 0.2037 | 0.966 | 0.0507
Kadmat | 2025-04-30 18:00 | 4 | 120 | 18 | 1.8 | 34 | 30.49 | 30.41 | 6.97 | 23.44 | 2.47 | 1000 | 877 | 0 | 0.0278 | 0.966 | 0.0533
Kadmat | 2025-04-30 19:00 | 4 | 120 | 19 | 1.41 | 0 | 30.06 | 30.38 | 6.97 | 23.41 | 2.73 | 1000 | 927.1 | 0 | 0 | 0.966 | 0.0591
Kadmat | 2025-04-30 20:00 | 4 | 120 | 20 | 1.14 | 0 | 29.49 | 30.34 | 6.97 | 23.37 | 2.98 | 1000 | 885.1 | 0 | 0 | 0.966 | 0.0643
Kadmat | 2025-04-30 21:00 | 4 | 120 | 21 | 0.59 | 0 | 29.18 | 30.3 | 6.97 | 23.33 | 3.13 | 1000 | 829.3 | 0 | 0 | 0.966 | 0.0676
Kadmat | 2025-04-30 22:00 | 4 | 120 | 22 | 0.46 | 0 | 28.71 | 30.26 | 6.97 | 23.29 | 3.5 | 1000 | 720.1 | 0 | 0 | 0.966 | 0.0757
Kadmat | 2025-04-30 23:00 | 4 | 120 | 23 | 0.54 | 0 | 28.43 | 30.23 | 6.97 | 23.25 | 3.26 | 1000 | 605.9 | 0 | 0 | 0.966 | 0.0704
Kadmat | 2025-05-01 00:00 | 5 | 121 | 0 | 1.08 | 0 | 28.18 | 30.2 | 6.97 | 23.22 | 5.75 | 1000 | 493.2 | 0 | 0 | 0.966 | 0.1242
Kadmat | 2025-05-01 01:00 | 5 | 121 | 1 | 1.21 | 0 | 28.24 | 30.17 | 6.97 | 23.2 | 5.71 | 1000 | 461.4 | 0 | 0 | 0.966 | 0.1232
Kadmat | 2025-05-01 02:00 | 5 | 121 | 2 | 1.55 | 0 | 28.2 | 30.16 | 6.97 | 23.18 | 5.17 | 1000 | 494.9 | 0 | 0 | 0.966 | 0.1116
Kadmat | 2025-05-01 03:00 | 5 | 121 | 3 | 1.45 | 0 | 28.3 | 30.15 | 6.97 | 23.18 | 5.1 | 1000 | 469.2 | 0 | 0 | 0.966 | 0.1101
Kadmat | 2025-05-01 04:00 | 5 | 121 | 4 | 1.23 | 0 | 28.63 | 30.16 | 6.97 | 23.18 | 5.03 | 1000 | 464.5 | 0 | 0 | 0.966 | 0.1087
Kadmat | 2025-05-01 05:00 | 5 | 121 | 5 | 0.8 | 0 | 29.02 | 30.17 | 6.97 | 23.2 | 5.45 | 1000 | 506.4 | 0 | 0 | 0.966 | 0.1177
Kadmat | 2025-05-01 06:00 | 5 | 121 | 6 | 0.6 | 2.7 | 29.36 | 30.19 | 6.98 | 23.22 | 5.26 | 1000 | 587.2 | 0 | 0.0021 | 0.966 | 0.1137
Kadmat | 2025-05-01 07:00 | 5 | 121 | 7 | 0.63 | 160.5 | 29.86 | 30.22 | 6.98 | 23.25 | 5.31 | 1000 | 620 | 0 | 0.1274 | 0.966 | 0.1147
Kadmat | 2025-05-01 08:00 | 5 | 121 | 8 | 0.68 | 290 | 30.24 | 30.26 | 6.98 | 23.29 | 5.5 | 1000 | 671.8 | 0 | 0.2279 | 0.966 | 0.1188
Kadmat | 2025-05-01 09:00 | 5 | 121 | 9 | 0.84 | 519.7 | 30.65 | 30.3 | 6.98 | 23.32 | 5.8 | 1000 | 752.9 | 0 | 0.4012 | 0.966 | 0.1252
Kadmat | 2025-05-01 10:00 | 5 | 121 | 10 | 1.12 | 585.8 | 30.9 | 30.34 | 6.98 | 23.36 | 5.07 | 1000 | 726.6 | 0 | 0.4496 | 0.966 | 0.1096
Kadmat | 2025-05-01 11:00 | 5 | 121 | 11 | 1.25 | 647.9 | 31.16 | 30.37 | 6.98 | 23.4 | 5.77 | 1000 | 733.2 | 0 | 0.4946 | 0.966 | 0.1247
Kadmat | 2025-05-01 12:00 | 5 | 121 | 12 | 1.05 | 851.5 | 31.33 | 30.4 | 6.98 | 23.43 | 5.93 | 1000 | 749.6 | 0 | 0.64 | 0.966 | 0.128
Kadmat | 2025-05-01 13:00 | 5 | 121 | 13 | 0.56 | 657.1 | 31.63 | 30.43 | 6.98 | 23.45 | 5.38 | 1000 | 742 | 0 | 0.5004 | 0.966 | 0.1161
Kadmat | 2025-05-01 14:00 | 5 | 121 | 14 | 0.73 | 709.9 | 31.56 | 30.44 | 6.98 | 23.47 | 5.32 | 1000 | 736.7 | 0 | 0.5387 | 0.966 | 0.1149
Kadmat | 2025-05-01 15:00 | 5 | 121 | 15 | 0.49 | 469.3 | 31.31 | 30.45 | 6.98 | 23.47 | 5.58 | 1000 | 689.8 | 0 | 0.3627 | 0.966 | 0.1205
Kadmat | 2025-05-01 16:00 | 5 | 121 | 16 | 0.62 | 373.7 | 30.93 | 30.44 | 6.98 | 23.47 | 5.34 | 1000 | 747.4 | 0 | 0.2912 | 0.966 | 0.1154
Kadmat | 2025-05-01 17:00 | 5 | 121 | 17 | 0.7 | 196.4 | 30.41 | 30.43 | 6.98 | 23.45 | 5.56 | 1000 | 827.3 | 0 | 0.1552 | 0.966 | 0.1202
Kadmat | 2025-05-01 18:00 | 5 | 121 | 18 | 1.31 | 27.2 | 30.27 | 30.4 | 6.98 | 23.43 | 5.22 | 1000 | 901.6 | 0 | 0.0218 | 0.966 | 0.1127
Kadmat | 2025-05-01 19:00 | 5 | 121 | 19 | 1.92 | 0 | 30 | 30.37 | 6.98 | 23.39 | 5.38 | 1000 | 909.1 | 0 | 0 | 0.966 | 0.1161
Kadmat | 2025-05-01 20:00 | 5 | 121 | 20 | 2.66 | 0 | 29.67 | 30.33 | 6.98 | 23.36 | 5.51 | 1000 | 893.8 | 0.0029 | 0 | 0.966 | 0.119
Kadmat | 2025-05-01 21:00 | 5 | 121 | 21 | 2.64 | 0 | 29.1 | 30.29 | 6.98 | 23.32 | 5.38 | 1000 | 856.6 | 0.0025 | 0 | 0.966 | 0.1163
Kadmat | 2025-05-01 22:00 | 5 | 121 | 22 | 3.26 | 0 | 28.84 | 30.25 | 6.98 | 23.28 | 5.88 | 1000 | 755.4 | 0.0185 | 0 | 0.966 | 0.1269
Kadmat | 2025-05-01 23:00 | 5 | 121 | 23 | 2.45 | 0 | 28.37 | 30.22 | 6.98 | 23.24 | 5.78 | 1000 | 625.3 | 0 | 0 | 0.966 | 0.1249
Kadmat | 2025-05-02 00:00 | 5 | 122 | 0 | 2.73 | 0 | 28.14 | 30.19 | 6.98 | 23.21 | 7.08 | 1000 | 517.3 | 0.0041 | 0 | 0.966 | 0.1528
Kadmat | 2025-05-02 01:00 | 5 | 122 | 1 | 2.68 | 0 | 27.84 | 30.16 | 6.98 | 23.19 | 7.21 | 1000 | 499.7 | 0.0032 | 0 | 0.966 | 0.1558
Kadmat | 2025-05-02 02:00 | 5 | 122 | 2 | 3.02 | 0 | 28.08 | 30.15 | 6.98 | 23.17 | 7.19 | 1000 | 479.2 | 0.0098 | 0 | 0.966 | 0.1554
Kadmat | 2025-05-02 03:00 | 5 | 122 | 3 | 3.27 | 0 | 28.08 | 30.14 | 6.98 | 23.16 | 6.88 | 1000 | 451.7 | 0.0187 | 0 | 0.966 | 0.1486
Kadmat | 2025-05-02 04:00 | 5 | 122 | 4 | 3.6 | 0 | 28.4 | 30.15 | 6.98 | 23.17 | 6.42 | 1000 | 455.6 | 0.0317 | 0 | 0.966 | 0.1387
Kadmat | 2025-05-02 05:00 | 5 | 122 | 5 | 3.14 | 0 | 28.63 | 30.16 | 6.98 | 23.18 | 6.63 | 1000 | 502 | 0.014 | 0 | 0.966 | 0.1432
Kadmat | 2025-05-02 06:00 | 5 | 122 | 6 | 2.43 | 3 | 29.03 | 30.18 | 6.98 | 23.21 | 6.63 | 1000 | 561.4 | 0 | 0.0024 | 0.966 | 0.1431
Kadmat | 2025-05-02 07:00 | 5 | 122 | 7 | 2.21 | 185 | 29.35 | 30.21 | 6.98 | 23.24 | 7.23 | 1000 | 643.7 | 0 | 0.1469 | 0.966 | 0.1562
Kadmat | 2025-05-02 08:00 | 5 | 122 | 8 | 2.26 | 353.8 | 29.74 | 30.25 | 6.98 | 23.27 | 7.83 | 1000 | 670.2 | 0 | 0.2773 | 0.966 | 0.1692
Kadmat | 2025-05-02 09:00 | 5 | 122 | 9 | 2.76 | 576.3 | 30.29 | 30.29 | 6.98 | 23.31 | 8.55 | 1000 | 704.7 | 0.0046 | 0.4437 | 0.966 | 0.1848
Kadmat | 2025-05-02 10:00 | 5 | 122 | 10 | 3.25 | 716.4 | 30.67 | 30.33 | 6.98 | 23.35 | 7.96 | 1000 | 712.1 | 0.0181 | 0.5452 | 0.966 | 0.1719
Kadmat | 2025-05-02 11:00 | 5 | 122 | 11 | 3.19 | 719.1 | 30.95 | 30.36 | 6.98 | 23.39 | 8 | 1000 | 734.7 | 0.0157 | 0.5466 | 0.966 | 0.1728
Kadmat | 2025-05-02 12:00 | 5 | 122 | 12 | 3.35 | 807.4 | 31.37 | 30.39 | 6.98 | 23.42 | 8.79 | 1000 | 737.9 | 0.0215 | 0.6087 | 0.966 | 0.1898
Kadmat | 2025-05-02 13:00 | 5 | 122 | 13 | 3.88 | 764.2 | 31.71 | 30.42 | 6.98 | 23.44 | 9.26 | 1000 | 755.1 | 0.0448 | 0.5773 | 0.966 | 0.2001
Kadmat | 2025-05-02 14:00 | 5 | 122 | 14 | 3.31 | 755.4 | 31.59 | 30.43 | 6.98 | 23.45 | 10.2 | 1000 | 703.9 | 0.0203 | 0.5712 | 0.966 | 0.2203
Kadmat | 2025-05-02 15:00 | 5 | 122 | 15 | 3.19 | 623.5 | 31.53 | 30.44 | 6.98 | 23.46 | 9.96 | 1000 | 708.7 | 0.0157 | 0.4762 | 0.966 | 0.2152
Kadmat | 2025-05-02 16:00 | 5 | 122 | 16 | 3.2 | 436.9 | 31.37 | 30.43 | 6.98 | 23.45 | 9.88 | 1000 | 751 | 0.0164 | 0.3384 | 0.966 | 0.2134
Kadmat | 2025-05-02 17:00 | 5 | 122 | 17 | 3.74 | 245.4 | 31.3 | 30.42 | 6.98 | 23.44 | 10.49 | 1000 | 805.4 | 0.038 | 0.1927 | 0.966 | 0.2265
Kadmat | 2025-05-02 18:00 | 5 | 122 | 18 | 3.9 | 28 | 30.98 | 30.39 | 6.98 | 23.41 | 10.03 | 1000 | 910.8 | 0.0455 | 0.0223 | 0.966 | 0.2166
Kadmat | 2025-05-02 19:00 | 5 | 122 | 19 | 4 | 0 | 30.31 | 30.36 | 6.98 | 23.38 | 9.84 | 1000 | 898 | 0.0504 | 0 | 0.966 | 0.2125
Kadmat | 2025-05-02 20:00 | 5 | 122 | 20 | 3.57 | 0 | 29.78 | 30.32 | 6.98 | 23.35 | 11.1 | 1000 | 934.1 | 0.0301 | 0 | 0.966 | 0.2399
Kadmat | 2025-05-02 21:00 | 5 | 122 | 21 | 3.93 | 0 | 29.2 | 30.28 | 6.98 | 23.31 | 11.09 | 1000 | 854.3 | 0.047 | 0 | 0.966 | 0.2396
Kadmat | 2025-05-02 22:00 | 5 | 122 | 22 | 3.22 | 0 | 28.8 | 30.24 | 6.98 | 23.27 | 11.4 | 1000 | 716.2 | 0.0168 | 0 | 0.966 | 0.2462
Kadmat | 2025-05-02 23:00 | 5 | 122 | 23 | 3.48 | 0 | 28.62 | 30.21 | 6.98 | 23.23 | 9.58 | 1000 | 628 | 0.0262 | 0 | 0.966 | 0.2069
Kadmat | 2025-05-03 00:00 | 5 | 123 | 0 | 4.09 | 0 | 28.48 | 30.18 | 6.98 | 23.2 | 9.84 | 1000 | 520.2 | 0.0558 | 0 | 0.966 | 0.2125
Kadmat | 2025-05-03 01:00 | 5 | 123 | 1 | 4.11 | 0 | 28.13 | 30.15 | 6.98 | 23.17 | 10.01 | 1000 | 485 | 0.057 | 0 | 0.966 | 0.2163
Kadmat | 2025-05-03 02:00 | 5 | 123 | 2 | 5.74 | 0 | 28.04 | 30.14 | 6.98 | 23.16 | 9.96 | 1000 | 441.2 | 0.1819 | 0 | 0.966 | 0.2151
Kadmat | 2025-05-03 03:00 | 5 | 123 | 3 | 6.31 | 0 | 27.89 | 30.13 | 6.98 | 23.15 | 11.22 | 1000 | 470.8 | 0.2431 | 0 | 0.966 | 0.2424
Kadmat | 2025-05-03 04:00 | 5 | 123 | 4 | 6.25 | 0 | 28.13 | 30.14 | 6.98 | 23.16 | 10.49 | 1000 | 454 | 0.2358 | 0 | 0.966 | 0.2267
Kadmat | 2025-05-03 05:00 | 5 | 123 | 5 | 7.11 | 0 | 28.45 | 30.15 | 6.98 | 23.17 | 10.76 | 1000 | 532.4 | 0.3458 | 0 | 0.966 | 0.2323
Kadmat | 2025-05-03 06:00 | 5 | 123 | 6 | 7.41 | 3.5 | 29 | 30.17 | 6.98 | 23.2 | 11.11 | 1000 | 601.6 | 0.3888 | 0.0028 | 0.966 | 0.24
Kadmat | 2025-05-03 07:00 | 5 | 123 | 7 | 7.63 | 189.8 | 29.37 | 30.2 | 6.98 | 23.23 | 11.92 | 1000 | 618.8 | 0.4223 | 0.1506 | 0.966 | 0.2576
Kadmat | 2025-05-03 08:00 | 5 | 123 | 8 | 7.29 | 470.9 | 29.94 | 30.24 | 6.98 | 23.26 | 11.62 | 1000 | 637.1 | 0.3714 | 0.3658 | 0.966 | 0.2511
Kadmat | 2025-05-03 09:00 | 5 | 123 | 9 | 7.16 | 680.6 | 30.41 | 30.28 | 6.98 | 23.3 | 12.14 | 1000 | 692.6 | 0.3531 | 0.5198 | 0.966 | 0.2622
Kadmat | 2025-05-03 10:00 | 5 | 123 | 10 | 8.63 | 716.1 | 30.6 | 30.32 | 6.98 | 23.34 | 12.14 | 1000 | 713.3 | 0.5835 | 0.5451 | 0.966 | 0.2622
Kadmat | 2025-05-03 11:00 | 5 | 123 | 11 | 7.96 | 842.5 | 30.83 | 30.35 | 6.98 | 23.37 | 10.91 | 1000 | 731.1 | 0.4739 | 0.6348 | 0.966 | 0.2357
Kadmat | 2025-05-03 12:00 | 5 | 123 | 12 | 6.43 | 881.2 | 30.98 | 30.38 | 6.98 | 23.41 | 11.05 | 1000 | 753 | 0.2562 | 0.6617 | 0.966 | 0.2387
Kadmat | 2025-05-03 13:00 | 5 | 123 | 13 | 7.89 | 884.9 | 31.16 | 30.41 | 6.98 | 23.43 | 10.4 | 1000 | 762 | 0.4629 | 0.6639 | 0.966 | 0.2246
Kadmat | 2025-05-03 14:00 | 5 | 123 | 14 | 8.55 | 909.8 | 31.23 | 30.42 | 6.98 | 23.44 | 10.76 | 1000 | 716.2 | 0.5716 | 0.6811 | 0.966 | 0.2324
Kadmat | 2025-05-03 15:00 | 5 | 123 | 15 | 8.48 | 590.3 | 31 | 30.43 | 6.98 | 23.45 | 10.98 | 1000 | 766.5 | 0.5596 | 0.4527 | 0.966 | 0.2372
Kadmat | 2025-05-03 16:00 | 5 | 123 | 16 | 7.76 | 421.5 | 31.09 | 30.42 | 6.98 | 23.44 | 12.17 | 1000 | 787 | 0.4424 | 0.3272 | 0.966 | 0.2629
Kadmat | 2025-05-03 17:00 | 5 | 123 | 17 | 7.79 | 237.3 | 30.69 | 30.41 | 6.98 | 23.43 | 12.06 | 1000 | 814.7 | 0.447 | 0.1869 | 0.966 | 0.2606
Kadmat | 2025-05-03 18:00 | 5 | 123 | 18 | 6.82 | 35.6 | 30.5 | 30.38 | 6.98 | 23.4 | 13.21 | 1000 | 910.4 | 0.3056 | 0.0284 | 0.966 | 0.2852
Kadmat | 2025-05-03 19:00 | 5 | 123 | 19 | 6.31 | 0 | 30.04 | 30.35 | 6.98 | 23.37 | 13.71 | 1000 | 933.3 | 0.2425 | 0 | 0.966 | 0.2961
Kadmat | 2025-05-03 20:00 | 5 | 123 | 20 | 6.81 | 0 | 29.55 | 30.31 | 6.98 | 23.33 | 15.72 | 1000 | 920.8 | 0.3051 | 0 | 0.966 | 0.3396
Kadmat | 2025-05-03 21:00 | 5 | 123 | 21 | 7.01 | 0 | 28.98 | 30.27 | 6.98 | 23.29 | 16.42 | 1000 | 861.3 | 0.3305 | 0 | 0.966 | 0.3547
Kadmat | 2025-05-03 22:00 | 5 | 123 | 22 | 6.96 | 0 | 28.55 | 30.23 | 6.98 | 23.26 | 16.86 | 1000 | 722 | 0.3248 | 0 | 0.966 | 0.3642
Kadmat | 2025-05-03 23:00 | 5 | 123 | 23 | 7.06 | 0 | 28.24 | 30.2 | 6.98 | 23.22 | 17.17 | 1000 | 601.8 | 0.3383 | 0 | 0.966 | 0.3708
Kadmat | 2025-05-04 00:00 | 5 | 124 | 0 | 6.76 | 0 | 28.2 | 30.17 | 6.98 | 23.19 | 15.96 | 1000 | 515.7 | 0.2983 | 0 | 0.966 | 0.3447
Kadmat | 2025-05-04 01:00 | 5 | 124 | 1 | 6.03 | 0 | 28.15 | 30.14 | 6.98 | 23.16 | 16.11 | 1000 | 476.4 | 0.2106 | 0 | 0.966 | 0.3479
Kadmat | 2025-05-04 02:00 | 5 | 124 | 2 | 6.26 | 0 | 27.96 | 30.13 | 6.98 | 23.15 | 16.04 | 1000 | 460 | 0.2375 | 0 | 0.966 | 0.3465
Kadmat | 2025-05-04 03:00 | 5 | 124 | 3 | 5.69 | 0 | 28.23 | 30.12 | 6.98 | 23.14 | 15.42 | 1000 | 462.9 | 0.1766 | 0 | 0.966 | 0.3331
Kadmat | 2025-05-04 04:00 | 5 | 124 | 4 | 5.43 | 0 | 28.43 | 30.13 | 6.98 | 23.15 | 15.94 | 1000 | 474.8 | 0.1527 | 0 | 0.966 | 0.3444
Kadmat | 2025-05-04 05:00 | 5 | 124 | 5 | 5.67 | 0 | 28.82 | 30.14 | 6.98 | 23.16 | 12.85 | 1000 | 499.6 | 0.1747 | 0 | 0.966 | 0.2776
Kadmat | 2025-05-04 06:00 | 5 | 124 | 6 | 5.57 | 3.4 | 29.44 | 30.16 | 6.98 | 23.18 | 14.24 | 1000 | 596.6 | 0.1652 | 0.0027 | 0.966 | 0.3076
Kadmat | 2025-05-04 07:00 | 5 | 124 | 7 | 5.87 | 158.9 | 29.84 | 30.2 | 6.98 | 23.22 | 14.09 | 1000 | 587.5 | 0.1945 | 0.1262 | 0.966 | 0.3044
Kadmat | 2025-05-04 08:00 | 5 | 124 | 8 | 5.66 | 421.9 | 30.12 | 30.23 | 6.98 | 23.25 | 12.35 | 1000 | 680.7 | 0.1739 | 0.3286 | 0.966 | 0.2667
Kadmat | 2025-05-04 09:00 | 5 | 124 | 9 | 5.88 | 527.2 | 30.59 | 30.27 | 6.98 | 23.29 | 10.99 | 1000 | 669.8 | 0.1957 | 0.4068 | 0.966 | 0.2374
Kadmat | 2025-05-04 10:00 | 5 | 124 | 10 | 5.79 | 671.1 | 30.88 | 30.31 | 6.98 | 23.33 | 9.9 | 1000 | 743.8 | 0.1869 | 0.512 | 0.966 | 0.2138
Kadmat | 2025-05-04 11:00 | 5 | 124 | 11 | 6.17 | 782.1 | 31.24 | 30.34 | 6.98 | 23.36 | 9.63 | 1000 | 789 | 0.2266 | 0.591 | 0.966 | 0.2081
Kadmat | 2025-05-04 12:00 | 5 | 124 | 12 | 6.02 | 800 | 31.57 | 30.37 | 6.98 | 23.39 | 8.71 | 1000 | 733.6 | 0.2088 | 0.603 | 0.966 | 0.1882
Kadmat | 2025-05-04 13:00 | 5 | 124 | 13 | 6.2 | 727.9 | 31.77 | 30.4 | 6.98 | 23.42 | 8.98 | 1000 | 713.3 | 0.2305 | 0.5511 | 0.966 | 0.1941
Kadmat | 2025-05-04 14:00 | 5 | 124 | 14 | 5.78 | 667.2 | 31.63 | 30.41 | 6.98 | 23.43 | 9.58 | 1000 | 698.9 | 0.1855 | 0.5077 | 0.966 | 0.2069
Kadmat | 2025-05-04 15:00 | 5 | 124 | 15 | 6.81 | 452.2 | 31.55 | 30.42 | 6.98 | 23.44 | 8.78 | 1000 | 713.6 | 0.3051 | 0.3496 | 0.966 | 0.1895
Kadmat | 2025-05-04 16:00 | 5 | 124 | 16 | 7.14 | 434.4 | 31.49 | 30.41 | 6.98 | 23.43 | 7.98 | 1000 | 761.5 | 0.3494 | 0.3363 | 0.966 | 0.1724
Kadmat | 2025-05-04 17:00 | 5 | 124 | 17 | 6.66 | 214.2 | 31.04 | 30.4 | 6.98 | 23.42 | 7.77 | 1000 | 849.7 | 0.2854 | 0.1688 | 0.966 | 0.1679
Kadmat | 2025-05-04 18:00 | 5 | 124 | 18 | 6.07 | 27.4 | 30.56 | 30.37 | 6.98 | 23.39 | 7.46 | 1000 | 881.6 | 0.215 | 0.0219 | 0.966 | 0.1612
Kadmat | 2025-05-04 19:00 | 5 | 124 | 19 | 4.78 | 0 | 30.29 | 30.34 | 6.98 | 23.36 | 7.24 | 1000 | 947.3 | 0.1012 | 0 | 0.966 | 0.1563
Kadmat | 2025-05-04 20:00 | 5 | 124 | 20 | 4.9 | 0 | 29.71 | 30.3 | 6.98 | 23.32 | 8.32 | 1000 | 938 | 0.11 | 0 | 0.966 | 0.1797
Kadmat | 2025-05-04 21:00 | 5 | 124 | 21 | 4.29 | 0 | 29.28 | 30.26 | 6.98 | 23.28 | 8.32 | 1000 | 859.7 | 0.0684 | 0 | 0.966 | 0.1798
Kadmat | 2025-05-04 22:00 | 5 | 124 | 22 | 4 | 0 | 29.04 | 30.23 | 6.98 | 23.24 | 8.34 | 1000 | 727.7 | 0.0507 | 0 | 0.966 | 0.1802
Kadmat | 2025-05-04 23:00 | 5 | 124 | 23 | 4.52 | 0 | 28.59 | 30.19 | 6.98 | 23.21 | 8.43 | 1000 | 589.7 | 0.0826 | 0 | 0.966 | 0.1821
Kadmat | 2025-05-05 00:00 | 5 | 125 | 0 | 4.44 | 0 | 28.16 | 30.16 | 6.98 | 23.18 | 6.88 | 1000 | 505.1 | 0.0775 | 0 | 0.966 | 0.1486
Kadmat | 2025-05-05 01:00 | 5 | 125 | 1 | 4.96 | 0 | 27.99 | 30.13 | 6.98 | 23.15 | 6.02 | 1000 | 484.2 | 0.1142 | 0 | 0.966 | 0.1299
Kadmat | 2025-05-05 02:00 | 5 | 125 | 2 | 4.49 | 0 | 27.91 | 30.12 | 6.98 | 23.14 | 6.16 | 1000 | 456.4 | 0.0804 | 0 | 0.966 | 0.1331
Kadmat | 2025-05-05 03:00 | 5 | 125 | 3 | 3.84 | 0 | 27.79 | 30.11 | 6.98 | 23.13 | 5.87 | 1000 | 438.3 | 0.043 | 0 | 0.966 | 0.1267
Kadmat | 2025-05-05 04:00 | 5 | 125 | 4 | 3.13 | 0 | 28 | 30.12 | 6.98 | 23.14 | 5.43 | 1000 | 472.2 | 0.0135 | 0 | 0.966 | 0.1173
Kadmat | 2025-05-05 05:00 | 5 | 125 | 5 | 2.69 | 0 | 28.24 | 30.13 | 6.98 | 23.15 | 5.67 | 1000 | 503.1 | 0.0034 | 0 | 0.966 | 0.1225
Kadmat | 2025-05-05 06:00 | 5 | 125 | 6 | 2.79 | 5 | 28.62 | 30.15 | 6.98 | 23.17 | 5.77 | 1000 | 580.5 | 0.0053 | 0.004 | 0.966 | 0.1246
Kadmat | 2025-05-05 07:00 | 5 | 125 | 7 | 3.12 | 186.3 | 29.31 | 30.19 | 6.98 | 23.2 | 6.31 | 1000 | 634.6 | 0.0132 | 0.148 | 0.966 | 0.1363
Kadmat | 2025-05-05 08:00 | 5 | 125 | 8 | 2.22 | 476.6 | 29.81 | 30.22 | 6.98 | 23.24 | 6.5 | 1000 | 722.2 | 0 | 0.3702 | 0.966 | 0.1404
Kadmat | 2025-05-05 09:00 | 5 | 125 | 9 | 2.22 | 655.9 | 29.99 | 30.26 | 6.98 | 23.28 | 6.44 | 1000 | 690.4 | 0 | 0.5025 | 0.966 | 0.1392
Kadmat | 2025-05-05 10:00 | 5 | 125 | 10 | 2.74 | 767.7 | 30.37 | 30.3 | 6.98 | 23.32 | 6.36 | 1000 | 716.8 | 0.0043 | 0.5826 | 0.966 | 0.1374
Kadmat | 2025-05-05 11:00 | 5 | 125 | 11 | 2.7 | 819.6 | 30.83 | 30.33 | 6.98 | 23.35 | 6.25 | 1000 | 714.1 | 0.0035 | 0.6186 | 0.966 | 0.135
Kadmat | 2025-05-05 12:00 | 5 | 125 | 12 | 3.3 | 940.8 | 31.1 | 30.36 | 6.98 | 23.38 | 6.2 | 1000 | 730.2 | 0.0197 | 0.703 | 0.966 | 0.1339
Kadmat | 2025-05-05 13:00 | 5 | 125 | 13 | 3.99 | 862 | 31.19 | 30.39 | 6.98 | 23.41 | 7.7 | 1000 | 734.1 | 0.0498 | 0.6477 | 0.966 | 0.1664
Kadmat | 2025-05-05 14:00 | 5 | 125 | 14 | 5.27 | 775.7 | 31.24 | 30.4 | 6.98 | 23.42 | 7.81 | 1000 | 735.1 | 0.139 | 0.5865 | 0.966 | 0.1687
Kadmat | 2025-05-05 15:00 | 5 | 125 | 15 | 5.19 | 651.4 | 31.22 | 30.41 | 6.98 | 23.42 | 7.58 | 1000 | 733.2 | 0.1327 | 0.497 | 0.966 | 0.1637
Kadmat | 2025-05-05 16:00 | 5 | 125 | 16 | 4.57 | 446.9 | 30.71 | 30.4 | 6.98 | 23.42 | 7.43 | 1000 | 715.5 | 0.0861 | 0.3467 | 0.966 | 0.1605
Kadmat | 2025-05-05 17:00 | 5 | 125 | 17 | 3.21 | 242 | 30.49 | 30.39 | 6.98 | 23.4 | 7.58 | 1000 | 819.8 | 0.0165 | 0.1907 | 0.966 | 0.1636
Kadmat | 2025-05-05 18:00 | 5 | 125 | 18 | 3.61 | 37.6 | 30.32 | 30.36 | 6.98 | 23.38 | 7.12 | 1000 | 913.7 | 0.0319 | 0.0301 | 0.966 | 0.1537
Kadmat | 2025-05-05 19:00 | 5 | 125 | 19 | 2.93 | 0 | 29.82 | 30.33 | 6.98 | 23.35 | 7.91 | 1000 | 907.9 | 0.0078 | 0 | 0.966 | 0.1709
Kadmat | 2025-05-05 20:00 | 5 | 125 | 20 | 2.94 | 0 | 29.5 | 30.29 | 6.98 | 23.31 | 8.37 | 1000 | 904.5 | 0.0079 | 0 | 0.966 | 0.1808
Kadmat | 2025-05-05 21:00 | 5 | 125 | 21 | 2.56 | 0 | 29.22 | 30.25 | 6.98 | 23.27 | 8.39 | 1000 | 823.4 | 0.001 | 0 | 0.966 | 0.1812
Kadmat | 2025-05-05 22:00 | 5 | 125 | 22 | 2.87 | 0 | 28.73 | 30.22 | 6.98 | 23.23 | 9.35 | 1000 | 753.6 | 0.0067 | 0 | 0.966 | 0.202
Kadmat | 2025-05-05 23:00 | 5 | 125 | 23 | 3.04 | 0 | 28.31 | 30.18 | 6.98 | 23.2 | 9.33 | 1000 | 624.9 | 0.0106 | 0 | 0.966 | 0.2016
Kadmat | 2025-05-06 00:00 | 5 | 126 | 0 | 2.68 | 0 | 28.01 | 30.15 | 6.98 | 23.16 | 9.29 | 1000 | 522.1 | 0.0033 | 0 | 0.966 | 0.2007
Kadmat | 2025-05-06 01:00 | 5 | 126 | 1 | 2.81 | 0 | 27.51 | 30.12 | 6.98 | 23.14 | 10.95 | 1000 | 471.3 | 0.0056 | 0 | 0.966 | 0.2364
Kadmat | 2025-05-06 02:00 | 5 | 126 | 2 | 2.86 | 0 | 27.56 | 30.11 | 6.98 | 23.12 | 11.59 | 1000 | 452.4 | 0.0065 | 0 | 0.966 | 0.2504
Kadmat | 2025-05-06 03:00 | 5 | 126 | 3 | 2.66 | 0 | 27.62 | 30.1 | 6.98 | 23.12 | 11.56 | 1000 | 454.1 | 0.0029 | 0 | 0.966 | 0.2497
Kadmat | 2025-05-06 04:00 | 5 | 126 | 4 | 2.71 | 0 | 27.73 | 30.11 | 6.98 | 23.12 | 11.63 | 1000 | 486.8 | 0.0039 | 0 | 0.966 | 0.2513
Kadmat | 2025-05-06 05:00 | 5 | 126 | 5 | 2.46 | 0 | 27.96 | 30.12 | 6.98 | 23.14 | 10.99 | 1000 | 525.5 | 0 | 0 | 0.966 | 0.2374
Kadmat | 2025-05-06 06:00 | 5 | 126 | 6 | 2.14 | 4.9 | 28.45 | 30.14 | 6.98 | 23.16 | 11.12 | 1000 | 528.8 | 0 | 0.0039 | 0.966 | 0.2401
Kadmat | 2025-05-06 07:00 | 5 | 126 | 7 | 2.3 | 184.6 | 28.99 | 30.18 | 6.98 | 23.19 | 10.11 | 1000 | 643.8 | 0 | 0.1468 | 0.966 | 0.2183
Kadmat | 2025-05-06 08:00 | 5 | 126 | 8 | 2.21 | 358 | 29.5 | 30.21 | 6.98 | 23.23 | 10.83 | 1000 | 682.3 | 0 | 0.2807 | 0.966 | 0.2339
Kadmat | 2025-05-06 09:00 | 5 | 126 | 9 | 2.16 | 539.6 | 30.03 | 30.25 | 6.98 | 23.27 | 10.03 | 1000 | 696.4 | 0 | 0.4169 | 0.966 | 0.2168
Kadmat | 2025-05-06 10:00 | 5 | 126 | 10 | 2.05 | 723.2 | 30.62 | 30.29 | 6.98 | 23.3 | 10.24 | 1000 | 723.1 | 0 | 0.5501 | 0.966 | 0.2212
Kadmat | 2025-05-06 11:00 | 5 | 126 | 11 | 2.98 | 783.4 | 30.77 | 30.32 | 6.98 | 23.34 | 10.68 | 1000 | 711.3 | 0.0086 | 0.593 | 0.966 | 0.2308
Kadmat | 2025-05-06 12:00 | 5 | 126 | 12 | 2.53 | 914.6 | 31.14 | 30.35 | 6.98 | 23.37 | 9.66 | 1000 | 720.8 | 0.0006 | 0.6847 | 0.966 | 0.2088
Kadmat | 2025-05-06 13:00 | 5 | 126 | 13 | 3.18 | 743.8 | 31.2 | 30.38 | 6.98 | 23.39 | 9.59 | 1000 | 750.4 | 0.0154 | 0.5637 | 0.966 | 0.2072
Kadmat | 2025-05-06 14:00 | 5 | 126 | 14 | 3.52 | 667.5 | 31.33 | 30.39 | 6.98 | 23.41 | 9.82 | 1000 | 756.4 | 0.028 | 0.5085 | 0.966 | 0.2121
Kadmat | 2025-05-06 15:00 | 5 | 126 | 15 | 3.08 | 595 | 31.07 | 30.4 | 6.98 | 23.41 | 8.58 | 1000 | 690.1 | 0.012 | 0.4561 | 0.966 | 0.1854
Kadmat | 2025-05-06 16:00 | 5 | 126 | 16 | 3.53 | 361.9 | 31.11 | 30.39 | 6.98 | 23.41 | 9 | 1000 | 758 | 0.0286 | 0.282 | 0.966 | 0.1943
Kadmat | 2025-05-06 17:00 | 5 | 126 | 17 | 4.54 | 247.3 | 30.89 | 30.38 | 6.98 | 23.39 | 8.75 | 1000 | 823.7 | 0.0837 | 0.1944 | 0.966 | 0.1889
Kadmat | 2025-05-06 18:00 | 5 | 126 | 18 | 2.82 | 31.8 | 30.55 | 30.35 | 6.98 | 23.37 | 8.23 | 1000 | 913.3 | 0.0057 | 0.0254 | 0.966 | 0.1777
Kadmat | 2025-05-06 19:00 | 5 | 126 | 19 | 2.95 | 0 | 30.2 | 30.32 | 6.98 | 23.34 | 8.51 | 1000 | 973.3 | 0.0081 | 0 | 0.966 | 0.1838
Kadmat | 2025-05-06 20:00 | 5 | 126 | 20 | 3.07 | 0 | 29.57 | 30.28 | 6.98 | 23.3 | 8.73 | 1000 | 896.3 | 0.0117 | 0 | 0.966 | 0.1885
Kadmat | 2025-05-06 21:00 | 5 | 126 | 21 | 3.25 | 0 | 29.3 | 30.24 | 6.98 | 23.26 | 9.36 | 1000 | 834.3 | 0.0178 | 0 | 0.966 | 0.2021
Kadmat | 2025-05-06 22:00 | 5 | 126 | 22 | 2.69 | 0 | 28.91 | 30.21 | 6.98 | 23.22 | 8.97 | 1000 | 730.3 | 0.0035 | 0 | 0.966 | 0.1938
Kadmat | 2025-05-06 23:00 | 5 | 126 | 23 | 1.87 | 0 | 28.39 | 30.17 | 6.98 | 23.18 | 8.75 | 1000 | 605 | 0 | 0 | 0.966 | 0.189
Kadmat | 2025-05-07 00:00 | 5 | 127 | 0 | 1.39 | 0 | 28.26 | 30.14 | 6.98 | 23.15 | 8.31 | 1000 | 504.9 | 0 | 0 | 0.966 | 0.1795
Kadmat | 2025-05-07 01:00 | 5 | 127 | 1 | 1.39 | 0 | 28.14 | 30.11 | 6.98 | 23.13 | 7.72 | 1000 | 496.9 | 0 | 0 | 0.966 | 0.1667
Kadmat | 2025-05-07 02:00 | 5 | 127 | 2 | 1.59 | 0 | 28.15 | 30.1 | 6.98 | 23.11 | 7.51 | 1000 | 467.1 | 0 | 0 | 0.966 | 0.1622
Kadmat | 2025-05-07 03:00 | 5 | 127 | 3 | 1.8 | 0 | 28.09 | 30.09 | 6.98 | 23.11 | 8.33 | 1000 | 441.9 | 0 | 0 | 0.966 | 0.1798
Kadmat | 2025-05-07 04:00 | 5 | 127 | 4 | 1.54 | 0 | 28.24 | 30.1 | 6.98 | 23.11 | 7.88 | 1000 | 482.3 | 0 | 0 | 0.966 | 0.1703
Kadmat | 2025-05-07 05:00 | 5 | 127 | 5 | 1.68 | 0 | 28.31 | 30.11 | 6.98 | 23.13 | 9.74 | 1000 | 517.8 | 0 | 0 | 0.966 | 0.2105
Kadmat | 2025-05-07 06:00 | 5 | 127 | 6 | 1.85 | 5.1 | 28.66 | 30.13 | 6.98 | 23.15 | 9.04 | 1000 | 604.9 | 0 | 0.0041 | 0.966 | 0.1952
Kadmat | 2025-05-07 07:00 | 5 | 127 | 7 | 1.96 | 236.9 | 29.11 | 30.17 | 6.98 | 23.18 | 9.59 | 1000 | 641.8 | 0 | 0.1876 | 0.966 | 0.2072
Kadmat | 2025-05-07 08:00 | 5 | 127 | 8 | 2.82 | 371.1 | 29.57 | 30.2 | 6.98 | 23.22 | 9.51 | 1000 | 680.6 | 0.0058 | 0.2906 | 0.966 | 0.2055
Kadmat | 2025-05-07 09:00 | 5 | 127 | 9 | 3.2 | 627.9 | 29.96 | 30.24 | 6.99 | 23.25 | 10.49 | 1000 | 715.1 | 0.0163 | 0.4821 | 0.966 | 0.2266
Kadmat | 2025-05-07 10:00 | 5 | 127 | 10 | 3.74 | 762.2 | 30.45 | 30.28 | 6.99 | 23.29 | 10.73 | 1000 | 684.3 | 0.0381 | 0.5785 | 0.966 | 0.2317
Kadmat | 2025-05-07 11:00 | 5 | 127 | 11 | 3.92 | 972 | 30.59 | 30.31 | 6.99 | 23.33 | 10.96 | 1000 | 737.6 | 0.0467 | 0.7261 | 0.966 | 0.2367
Kadmat | 2025-05-07 12:00 | 5 | 127 | 12 | 4.51 | 847.6 | 30.95 | 30.34 | 6.99 | 23.36 | 10.31 | 1000 | 725.2 | 0.0818 | 0.6381 | 0.966 | 0.2227
Kadmat | 2025-05-07 13:00 | 5 | 127 | 13 | 3.95 | 745.2 | 30.91 | 30.37 | 6.99 | 23.38 | 9.71 | 1000 | 732.5 | 0.0481 | 0.5654 | 0.966 | 0.2098
Kadmat | 2025-05-07 14:00 | 5 | 127 | 14 | 4.15 | 823.9 | 30.98 | 30.38 | 6.99 | 23.4 | 9.21 | 1000 | 768.5 | 0.0595 | 0.6213 | 0.966 | 0.199
Kadmat | 2025-05-07 15:00 | 5 | 127 | 15 | 4.5 | 585.3 | 30.91 | 30.39 | 6.99 | 23.4 | 9.25 | 1000 | 728.6 | 0.081 | 0.4492 | 0.966 | 0.1998
Kadmat | 2025-05-07 16:00 | 5 | 127 | 16 | 4.27 | 450.8 | 30.71 | 30.38 | 6.99 | 23.4 | 9.85 | 1000 | 745.4 | 0.0668 | 0.3496 | 0.966 | 0.2128
Kadmat | 2025-05-07 17:00 | 5 | 127 | 17 | 3.81 | 222.1 | 30.31 | 30.37 | 6.99 | 23.38 | 10.81 | 1000 | 783.7 | 0.0415 | 0.1753 | 0.966 | 0.2335
Kadmat | 2025-05-07 18:00 | 5 | 127 | 18 | 4.48 | 30.2 | 29.96 | 30.34 | 6.99 | 23.36 | 12.59 | 1000 | 887.9 | 0.0798 | 0.0242 | 0.966 | 0.272
Kadmat | 2025-05-07 19:00 | 5 | 127 | 19 | 4.39 | 0 | 29.79 | 30.31 | 6.99 | 23.32 | 12.45 | 1000 | 893.6 | 0.0743 | 0 | 0.966 | 0.269
Kadmat | 2025-05-07 20:00 | 5 | 127 | 20 | 4.76 | 0 | 29.37 | 30.27 | 6.99 | 23.29 | 13.56 | 1000 | 887.4 | 0.0995 | 0 | 0.966 | 0.2929
Kadmat | 2025-05-07 21:00 | 5 | 127 | 21 | 5.1 | 0 | 29.03 | 30.23 | 6.99 | 23.25 | 13.56 | 1000 | 850.4 | 0.1254 | 0 | 0.966 | 0.293
Kadmat | 2025-05-07 22:00 | 5 | 127 | 22 | 4.02 | 0 | 28.71 | 30.2 | 6.99 | 23.21 | 11.95 | 1000 | 699.7 | 0.0517 | 0 | 0.966 | 0.2581
Kadmat | 2025-05-07 23:00 | 5 | 127 | 23 | 3.15 | 0 | 28.33 | 30.16 | 6.99 | 23.17 | 12.83 | 1000 | 581.9 | 0.0144 | 0 | 0.966 | 0.2771
Kadmat | 2025-05-08 00:00 | 5 | 128 | 0 | 3.52 | 0 | 28.06 | 30.13 | 6.99 | 23.14 | 13.24 | 1000 | 511 | 0.0279 | 0 | 0.966 | 0.286
Kadmat | 2025-05-08 01:00 | 5 | 128 | 1 | 3.23 | 0 | 27.7 | 30.1 | 6.99 | 23.12 | 14.51 | 1000 | 459.4 | 0.0173 | 0 | 0.966 | 0.3135
Kadmat | 2025-05-08 02:00 | 5 | 128 | 2 | 3.13 | 0 | 27.56 | 30.09 | 6.99 | 23.1 | 15.02 | 1000 | 462.6 | 0.0138 | 0 | 0.966 | 0.3245
Kadmat | 2025-05-08 03:00 | 5 | 128 | 3 | 2.1 | 0 | 27.39 | 30.08 | 6.99 | 23.1 | 13.87 | 1000 | 460.3 | 0 | 0 | 0.966 | 0.2996
Kadmat | 2025-05-08 04:00 | 5 | 128 | 4 | 2.63 | 0 | 27.66 | 30.09 | 6.99 | 23.1 | 16.38 | 1000 | 445.2 | 0.0023 | 0 | 0.966 | 0.3539
Kadmat | 2025-05-08 05:00 | 5 | 128 | 5 | 3.27 | 0 | 28.12 | 30.1 | 6.99 | 23.12 | 14.26 | 1000 | 507.1 | 0.0187 | 0 | 0.966 | 0.3081
Kadmat | 2025-05-08 06:00 | 5 | 128 | 6 | 2.69 | 4.9 | 28.75 | 30.13 | 6.99 | 23.14 | 16.39 | 1000 | 588 | 0.0034 | 0.004 | 0.966 | 0.354
Kadmat | 2025-05-08 07:00 | 5 | 128 | 7 | 2.04 | 180.9 | 29.17 | 30.16 | 6.99 | 23.17 | 15.71 | 1000 | 639.3 | 0 | 0.1438 | 0.966 | 0.3392
Kadmat | 2025-05-08 08:00 | 5 | 128 | 8 | 2.33 | 329.8 | 29.49 | 30.19 | 6.99 | 23.2 | 14.92 | 1000 | 661.4 | 0 | 0.2591 | 0.966 | 0.3224
Kadmat | 2025-05-08 09:00 | 5 | 128 | 9 | 3.31 | 468.8 | 29.96 | 30.23 | 6.99 | 23.24 | 12.98 | 1000 | 691 | 0.0202 | 0.3641 | 0.966 | 0.2804
Kadmat | 2025-05-08 10:00 | 5 | 128 | 10 | 3.24 | 583 | 30.32 | 30.27 | 6.99 | 23.28 | 13.56 | 1000 | 749.6 | 0.0176 | 0.4485 | 0.966 | 0.293
Kadmat | 2025-05-08 11:00 | 5 | 128 | 11 | 3.09 | 698.4 | 30.83 | 30.3 | 6.99 | 23.32 | 14.09 | 1000 | 699.3 | 0.0122 | 0.5319 | 0.966 | 0.3043
Kadmat | 2025-05-08 12:00 | 5 | 128 | 12 | 3.06 | 667.8 | 31.05 | 30.33 | 6.99 | 23.35 | 13.07 | 1000 | 783.9 | 0.0111 | 0.5092 | 0.966 | 0.2822
Kadmat | 2025-05-08 13:00 | 5 | 128 | 13 | 2.95 | 663 | 31.38 | 30.36 | 6.99 | 23.37 | 13.56 | 1000 | 771 | 0.0082 | 0.5052 | 0.966 | 0.2929
Kadmat | 2025-05-08 14:00 | 5 | 128 | 14 | 2.48 | 640.5 | 31.62 | 30.37 | 6.99 | 23.39 | 13.78 | 1000 | 728.9 | 0 | 0.4884 | 0.966 | 0.2976
Kadmat | 2025-05-08 15:00 | 5 | 128 | 15 | 2.59 | 505.1 | 31.71 | 30.38 | 6.99 | 23.39 | 11.89 | 1000 | 721.3 | 0.0016 | 0.3888 | 0.966 | 0.2569
Kadmat | 2025-05-08 16:00 | 5 | 128 | 16 | 2.71 | 343 | 31.57 | 30.37 | 6.99 | 23.38 | 11.88 | 1000 | 753.9 | 0.0038 | 0.2673 | 0.966 | 0.2566
Kadmat | 2025-05-08 17:00 | 5 | 128 | 17 | 2.36 | 200.7 | 31.17 | 30.36 | 6.99 | 23.37 | 13.13 | 1000 | 824 | 0 | 0.1582 | 0.966 | 0.2835
Kadmat | 2025-05-08 18:00 | 5 | 128 | 18 | 2.89 | 24.6 | 31.02 | 30.33 | 6.99 | 23.35 | 12.64 | 1000 | 942.8 | 0.007 | 0.0196 | 0.966 | 0.273
Kadmat | 2025-05-08 19:00 | 5 | 128 | 19 | 3.17 | 0 | 30.69 | 30.3 | 6.99 | 23.31 | 12.79 | 1000 | 936.3 | 0.015 | 0 | 0.966 | 0.2763
Kadmat | 2025-05-08 20:00 | 5 | 128 | 20 | 2.75 | 0 | 30.1 | 30.26 | 6.99 | 23.28 | 13.53 | 1000 | 913 | 0.0045 | 0 | 0.966 | 0.2923
Kadmat | 2025-05-08 21:00 | 5 | 128 | 21 | 2.63 | 0 | 29.77 | 30.22 | 6.99 | 23.24 | 13.23 | 1000 | 849.5 | 0.0023 | 0 | 0.966 | 0.2857
Kadmat | 2025-05-08 22:00 | 5 | 128 | 22 | 3.13 | 0 | 29.47 | 30.19 | 6.99 | 23.2 | 15.02 | 1000 | 741.9 | 0.0137 | 0 | 0.966 | 0.3244
Kadmat | 2025-05-08 23:00 | 5 | 128 | 23 | 2.61 | 0 | 28.91 | 30.15 | 6.99 | 23.16 | 14.02 | 1000 | 604.2 | 0.0021 | 0 | 0.966 | 0.3029
Kadmat | 2025-05-09 00:00 | 5 | 129 | 0 | 2.57 | 0 | 28.77 | 30.12 | 6.99 | 23.13 | 16.24 | 1000 | 497.2 | 0.0012 | 0 | 0.966 | 0.3507
Kadmat | 2025-05-09 01:00 | 5 | 129 | 1 | 2.57 | 0 | 28.53 | 30.09 | 6.99 | 23.11 | 17.82 | 1000 | 472.7 | 0.0013 | 0 | 0.966 | 0.3849
Kadmat | 2025-05-09 02:00 | 5 | 129 | 2 | 2.21 | 0 | 28.54 | 30.08 | 6.99 | 23.09 | 17.09 | 1000 | 437.7 | 0 | 0 | 0.966 | 0.3691
Kadmat | 2025-05-09 03:00 | 5 | 129 | 3 | 1.71 | 0 | 28.51 | 30.07 | 6.99 | 23.08 | 16.81 | 1000 | 466.4 | 0 | 0 | 0.966 | 0.3631
Kadmat | 2025-05-09 04:00 | 5 | 129 | 4 | 1.98 | 0 | 28.7 | 30.08 | 6.99 | 23.09 | 15.11 | 1000 | 455.9 | 0 | 0 | 0.966 | 0.3264
Kadmat | 2025-05-09 05:00 | 5 | 129 | 5 | 2.03 | 0 | 28.89 | 30.09 | 6.99 | 23.1 | 15.06 | 1000 | 508.2 | 0 | 0 | 0.966 | 0.3253
Kadmat | 2025-05-09 06:00 | 5 | 129 | 6 | 2.23 | 4.7 | 28.94 | 30.12 | 6.99 | 23.13 | 14.63 | 1000 | 602.7 | 0 | 0.0038 | 0.966 | 0.3161
Kadmat | 2025-05-09 07:00 | 5 | 129 | 7 | 2.87 | 134.4 | 29.13 | 30.15 | 6.99 | 23.16 | 14.94 | 1000 | 628.3 | 0.0067 | 0.1072 | 0.966 | 0.3226
Kadmat | 2025-05-09 08:00 | 5 | 129 | 8 | 3.11 | 355.9 | 29.62 | 30.18 | 6.99 | 23.19 | 16.74 | 1000 | 682 | 0.0129 | 0.279 | 0.966 | 0.3617
Kadmat | 2025-05-09 09:00 | 5 | 129 | 9 | 2.31 | 453.2 | 30.15 | 30.22 | 6.99 | 23.23 | 16.85 | 1000 | 724.9 | 0 | 0.3521 | 0.966 | 0.3639
Kadmat | 2025-05-09 10:00 | 5 | 129 | 10 | 2.58 | 554 | 30.34 | 30.26 | 6.99 | 23.27 | 17.22 | 1000 | 728.4 | 0.0014 | 0.4271 | 0.966 | 0.372
Kadmat | 2025-05-09 11:00 | 5 | 129 | 11 | 3.16 | 604.6 | 30.77 | 30.29 | 6.99 | 23.31 | 18.95 | 1000 | 739.2 | 0.0148 | 0.4636 | 0.966 | 0.4093
Kadmat | 2025-05-09 12:00 | 5 | 129 | 12 | 3.52 | 642.4 | 30.74 | 30.32 | 6.99 | 23.34 | 18.81 | 1000 | 730.1 | 0.0278 | 0.4914 | 0.966 | 0.4064
Kadmat | 2025-05-09 13:00 | 5 | 129 | 13 | 3.26 | 706.5 | 30.88 | 30.35 | 6.99 | 23.36 | 18.79 | 1000 | 738 | 0.0185 | 0.5376 | 0.966 | 0.4059
Kadmat | 2025-05-09 14:00 | 5 | 129 | 14 | 2.74 | 542.5 | 31.05 | 30.36 | 6.99 | 23.37 | 17.99 | 1000 | 706.2 | 0.0043 | 0.4175 | 0.966 | 0.3886
Kadmat | 2025-05-09 15:00 | 5 | 129 | 15 | 2.79 | 453.5 | 30.96 | 30.37 | 6.99 | 23.38 | 18.46 | 1000 | 708.4 | 0.0052 | 0.3513 | 0.966 | 0.3988
Kadmat | 2025-05-09 16:00 | 5 | 129 | 16 | 2.99 | 316.8 | 30.77 | 30.36 | 6.99 | 23.37 | 16.91 | 1000 | 695.7 | 0.0088 | 0.248 | 0.966 | 0.3653
Kadmat | 2025-05-09 17:00 | 5 | 129 | 17 | 3 | 182.2 | 30.43 | 30.35 | 6.99 | 23.36 | 17.4 | 1000 | 803.9 | 0.009 | 0.1442 | 0.966 | 0.3758
Kadmat | 2025-05-09 18:00 | 5 | 129 | 18 | 1.28 | 25 | 30.17 | 30.32 | 6.99 | 23.33 | 17.04 | 1000 | 887.1 | 0 | 0.02 | 0.966 | 0.3682
Kadmat | 2025-05-09 19:00 | 5 | 129 | 19 | 0.73 | 0 | 29.73 | 30.29 | 6.99 | 23.3 | 16.05 | 1000 | 968.8 | 0 | 0 | 0.966 | 0.3466
Kadmat | 2025-05-09 20:00 | 5 | 129 | 20 | 0.86 | 0 | 29.41 | 30.25 | 6.99 | 23.27 | 15.15 | 1000 | 876.8 | 0 | 0 | 0.966 | 0.3273
Kadmat | 2025-05-09 21:00 | 5 | 129 | 21 | 0.51 | 0 | 28.95 | 30.22 | 6.99 | 23.23 | 14.36 | 1000 | 852.8 | 0 | 0 | 0.966 | 0.3101
Kadmat | 2025-05-09 22:00 | 5 | 129 | 22 | 0.55 | 0 | 28.51 | 30.18 | 6.99 | 23.19 | 14.17 | 1000 | 701.4 | 0 | 0 | 0.966 | 0.3062
Kadmat | 2025-05-09 23:00 | 5 | 129 | 23 | 0.66 | 0 | 28.2 | 30.14 | 6.99 | 23.15 | 13.13 | 1000 | 632.8 | 0 | 0 | 0.966 | 0.2836
Kadmat | 2025-05-10 00:00 | 5 | 130 | 0 | 0.86 | 0 | 28.11 | 30.11 | 6.99 | 23.12 | 13.06 | 1000 | 523.8 | 0 | 0 | 0.966 | 0.2821
Kadmat | 2025-05-10 01:00 | 5 | 130 | 1 | 1.48 | 0 | 28.08 | 30.08 | 6.99 | 23.09 | 11.7 | 1000 | 519 | 0 | 0 | 0.966 | 0.2527
Kadmat | 2025-05-10 02:00 | 5 | 130 | 2 | 1.72 | 0 | 28.29 | 30.07 | 6.99 | 23.08 | 11.19 | 1000 | 475.2 | 0 | 0 | 0.966 | 0.2417
Kadmat | 2025-05-10 03:00 | 5 | 130 | 3 | 1.05 | 0 | 28.34 | 30.06 | 6.99 | 23.07 | 11.61 | 1000 | 455.6 | 0 | 0 | 0.966 | 0.2509
Kadmat | 2025-05-10 04:00 | 5 | 130 | 4 | 1.39 | 0 | 28.64 | 30.07 | 6.99 | 23.08 | 11.12 | 1000 | 452.3 | 0 | 0 | 0.966 | 0.2403
Kadmat | 2025-05-10 05:00 | 5 | 130 | 5 | 1.64 | 0 | 28.66 | 30.08 | 6.99 | 23.09 | 10.84 | 1000 | 506.6 | 0 | 0 | 0.966 | 0.2341
Kadmat | 2025-05-10 06:00 | 5 | 130 | 6 | 1.7 | 6.4 | 28.8 | 30.11 | 6.99 | 23.12 | 11.77 | 1000 | 599.6 | 0 | 0.0051 | 0.966 | 0.2542
Kadmat | 2025-05-10 07:00 | 5 | 130 | 7 | 2.19 | 180.5 | 29.25 | 30.14 | 6.99 | 23.15 | 11.66 | 1000 | 654.8 | 0 | 0.1435 | 0.966 | 0.2518
Kadmat | 2025-05-10 08:00 | 5 | 130 | 8 | 2.15 | 323.3 | 29.59 | 30.17 | 6.99 | 23.18 | 12.21 | 1000 | 701.6 | 0 | 0.2541 | 0.966 | 0.2637
Kadmat | 2025-05-10 09:00 | 5 | 130 | 9 | 1.94 | 506.5 | 30.06 | 30.21 | 6.99 | 23.22 | 12.92 | 1000 | 687.5 | 0 | 0.3922 | 0.966 | 0.279
Kadmat | 2025-05-10 10:00 | 5 | 130 | 10 | 3.2 | 632.4 | 30.6 | 30.25 | 6.99 | 23.26 | 12.9 | 1000 | 704.7 | 0.0162 | 0.4843 | 0.966 | 0.2787
Kadmat | 2025-05-10 11:00 | 5 | 130 | 11 | 3.37 | 673 | 30.9 | 30.28 | 6.99 | 23.29 | 14.17 | 1000 | 773.9 | 0.0222 | 0.5133 | 0.966 | 0.306
Kadmat | 2025-05-10 12:00 | 5 | 130 | 12 | 3.96 | 650.3 | 31.19 | 30.32 | 6.99 | 23.32 | 11.42 | 1000 | 744.3 | 0.0487 | 0.4962 | 0.966 | 0.2467
Kadmat | 2025-05-10 13:00 | 5 | 130 | 13 | 3.45 | 682.3 | 31.38 | 30.34 | 6.99 | 23.35 | 12.2 | 1000 | 749.8 | 0.0254 | 0.5191 | 0.966 | 0.2635
Kadmat | 2025-05-10 14:00 | 5 | 130 | 14 | 4 | 615.9 | 31.41 | 30.35 | 6.99 | 23.36 | 12.44 | 1000 | 704.6 | 0.0503 | 0.4708 | 0.966 | 0.2687
Kadmat | 2025-05-10 15:00 | 5 | 130 | 15 | 3.48 | 506 | 31.46 | 30.36 | 6.99 | 23.37 | 12.27 | 1000 | 699.3 | 0.0264 | 0.3898 | 0.966 | 0.265
Kadmat | 2025-05-10 16:00 | 5 | 130 | 16 | 3.68 | 397.1 | 31.14 | 30.35 | 6.99 | 23.36 | 14.87 | 1000 | 782.6 | 0.0354 | 0.3086 | 0.966 | 0.3211
Kadmat | 2025-05-10 17:00 | 5 | 130 | 17 | 3.51 | 225.2 | 30.89 | 30.34 | 6.99 | 23.35 | 14.89 | 1000 | 829.6 | 0.0276 | 0.1773 | 0.966 | 0.3217
Kadmat | 2025-05-10 18:00 | 5 | 130 | 18 | 3.54 | 28.2 | 30.69 | 30.31 | 6.99 | 23.32 | 15.25 | 1000 | 898.1 | 0.029 | 0.0225 | 0.966 | 0.3294
Kadmat | 2025-05-10 19:00 | 5 | 130 | 19 | 2.84 | 0 | 30.16 | 30.28 | 6.99 | 23.29 | 13.82 | 1000 | 908.8 | 0.0061 | 0 | 0.966 | 0.2985
Kadmat | 2025-05-10 20:00 | 5 | 130 | 20 | 3.37 | 0 | 29.5 | 30.24 | 6.99 | 23.25 | 14.51 | 1000 | 901.3 | 0.0223 | 0 | 0.966 | 0.3134
Kadmat | 2025-05-10 21:00 | 5 | 130 | 21 | 3.62 | 0 | 29.18 | 30.21 | 6.99 | 23.21 | 12.78 | 1000 | 859.9 | 0.0327 | 0 | 0.966 | 0.276
Kadmat | 2025-05-10 22:00 | 5 | 130 | 22 | 2.61 | 0 | 28.84 | 30.17 | 6.99 | 23.18 | 13 | 1000 | 736.6 | 0.002 | 0 | 0.966 | 0.2807
Kadmat | 2025-05-10 23:00 | 5 | 130 | 23 | 2.7 | 0 | 28.49 | 30.13 | 6.99 | 23.14 | 12.72 | 1000 | 595.5 | 0.0037 | 0 | 0.966 | 0.2747
Kadmat | 2025-05-11 00:00 | 5 | 131 | 0 | 1.97 | 0 | 28.45 | 30.1 | 6.99 | 23.11 | 11.95 | 1000 | 529.2 | 0 | 0 | 0.966 | 0.2581
Kadmat | 2025-05-11 01:00 | 5 | 131 | 1 | 2.7 | 0 | 28.03 | 30.07 | 6.99 | 23.08 | 11.6 | 1000 | 492.9 | 0.0036 | 0 | 0.966 | 0.2505
Kadmat | 2025-05-11 02:00 | 5 | 131 | 2 | 2.52 | 0 | 28.15 | 30.06 | 6.99 | 23.07 | 10.39 | 1000 | 472.9 | 0.0003 | 0 | 0.966 | 0.2243
Kadmat | 2025-05-11 03:00 | 5 | 131 | 3 | 2.94 | 0 | 28.19 | 30.05 | 6.99 | 23.06 | 10.24 | 1000 | 448.8 | 0.0079 | 0 | 0.966 | 0.2212
Kadmat | 2025-05-11 04:00 | 5 | 131 | 4 | 3.65 | 0 | 28.39 | 30.06 | 6.99 | 23.07 | 10.27 | 1000 | 459.8 | 0.0341 | 0 | 0.966 | 0.2219
Kadmat | 2025-05-11 05:00 | 5 | 131 | 5 | 3.19 | 0 | 28.64 | 30.07 | 6.99 | 23.08 | 11.81 | 1000 | 514.4 | 0.0157 | 0 | 0.966 | 0.2551
Kadmat | 2025-05-11 06:00 | 5 | 131 | 6 | 3.46 | 7.3 | 28.68 | 30.1 | 6.99 | 23.1 | 11.92 | 1000 | 589.7 | 0.0256 | 0.0059 | 0.966 | 0.2576
Kadmat | 2025-05-11 07:00 | 5 | 131 | 7 | 2.98 | 200.8 | 29.25 | 30.13 | 6.99 | 23.13 | 12.23 | 1000 | 623.8 | 0.0087 | 0.1593 | 0.966 | 0.2642
Kadmat | 2025-05-11 08:00 | 5 | 131 | 8 | 3.51 | 391.9 | 29.46 | 30.16 | 6.99 | 23.17 | 11.84 | 1000 | 678.2 | 0.0277 | 0.3066 | 0.966 | 0.2556
Kadmat | 2025-05-11 09:00 | 5 | 131 | 9 | 4.03 | 582.6 | 29.86 | 30.2 | 6.99 | 23.21 | 12.02 | 1000 | 686.8 | 0.0522 | 0.449 | 0.966 | 0.2596
Kadmat | 2025-05-11 10:00 | 5 | 131 | 10 | 4.75 | 645.1 | 30.34 | 30.24 | 6.99 | 23.25 | 11.7 | 1000 | 711.8 | 0.0992 | 0.4941 | 0.966 | 0.2526
Kadmat | 2025-05-11 11:00 | 5 | 131 | 11 | 5.59 | 703.2 | 30.69 | 30.27 | 6.99 | 23.28 | 12.51 | 1000 | 773.2 | 0.1668 | 0.5355 | 0.966 | 0.2701
Kadmat | 2025-05-11 12:00 | 5 | 131 | 12 | 5.17 | 781.7 | 30.76 | 30.31 | 6.99 | 23.31 | 12.1 | 1000 | 749.3 | 0.1311 | 0.5918 | 0.966 | 0.2614
Kadmat | 2025-05-11 13:00 | 5 | 131 | 13 | 5.23 | 810.2 | 30.92 | 30.33 | 6.99 | 23.34 | 11.78 | 1000 | 725.6 | 0.1364 | 0.6118 | 0.966 | 0.2544
Kadmat | 2025-05-11 14:00 | 5 | 131 | 14 | 5.11 | 701.9 | 31.22 | 30.34 | 6.99 | 23.35 | 10.88 | 1000 | 699.7 | 0.1257 | 0.5336 | 0.966 | 0.2351
Kadmat | 2025-05-11 15:00 | 5 | 131 | 15 | 6.73 | 681.1 | 31.09 | 30.35 | 6.99 | 23.36 | 11.22 | 1000 | 703.2 | 0.2941 | 0.5188 | 0.966 | 0.2424
Kadmat | 2025-05-11 16:00 | 5 | 131 | 16 | 6.57 | 424 | 30.77 | 30.34 | 6.99 | 23.35 | 10.53 | 1000 | 747.3 | 0.2733 | 0.3294 | 0.966 | 0.2274
Kadmat | 2025-05-11 17:00 | 5 | 131 | 17 | 6.51 | 226.9 | 30.63 | 30.33 | 6.99 | 23.33 | 10.53 | 1000 | 843 | 0.2662 | 0.1788 | 0.966 | 0.2274
Kadmat | 2025-05-11 18:00 | 5 | 131 | 18 | 6.46 | 32.9 | 30.65 | 30.3 | 6.99 | 23.31 | 11.18 | 1000 | 881.3 | 0.2603 | 0.0263 | 0.966 | 0.2415
Kadmat | 2025-05-11 19:00 | 5 | 131 | 19 | 5.76 | 0 | 30.11 | 30.27 | 6.99 | 23.28 | 12.92 | 1000 | 864 | 0.1835 | 0 | 0.966 | 0.279
Kadmat | 2025-05-11 20:00 | 5 | 131 | 20 | 5.69 | 0 | 29.33 | 30.23 | 6.99 | 23.24 | 12.76 | 1000 | 938.8 | 0.1766 | 0 | 0.966 | 0.2755
Kadmat | 2025-05-11 21:00 | 5 | 131 | 21 | 5.08 | 0 | 28.95 | 30.2 | 6.99 | 23.2 | 13.45 | 1000 | 808.2 | 0.1235 | 0 | 0.966 | 0.2905
Kadmat | 2025-05-11 22:00 | 5 | 131 | 22 | 5.21 | 0 | 28.54 | 30.16 | 6.99 | 23.16 | 12.78 | 1000 | 753.2 | 0.1344 | 0 | 0.966 | 0.2761
Kadmat | 2025-05-11 23:00 | 5 | 131 | 23 | 5.06 | 0 | 28.44 | 30.12 | 6.99 | 23.13 | 11.82 | 1000 | 625.9 | 0.1217 | 0 | 0.966 | 0.2554
Kadmat | 2025-05-12 00:00 | 5 | 132 | 0 | 5.3 | 0 | 28.34 | 30.09 | 6.99 | 23.1 | 12.23 | 1000 | 506.4 | 0.1422 | 0 | 0.966 | 0.2642
Kadmat | 2025-05-12 01:00 | 5 | 132 | 1 | 5.52 | 0 | 28.18 | 30.06 | 6.99 | 23.07 | 11.71 | 1000 | 473.8 | 0.1601 | 0 | 0.966 | 0.253
Kadmat | 2025-05-12 02:00 | 5 | 132 | 2 | 5.26 | 0 | 28.14 | 30.05 | 6.99 | 23.06 | 12.63 | 1000 | 465.1 | 0.1385 | 0 | 0.966 | 0.2727
Kadmat | 2025-05-12 03:00 | 5 | 132 | 3 | 4.36 | 0 | 28.17 | 30.04 | 6.99 | 23.05 | 11.48 | 1000 | 447.7 | 0.0725 | 0 | 0.966 | 0.248
Kadmat | 2025-05-12 04:00 | 5 | 132 | 4 | 4.83 | 0 | 28.19 | 30.05 | 6.99 | 23.05 | 10.52 | 1000 | 478.9 | 0.105 | 0 | 0.966 | 0.2273
Kadmat | 2025-05-12 05:00 | 5 | 132 | 5 | 4.65 | 0 | 28.42 | 30.06 | 6.99 | 23.07 | 10.29 | 1000 | 504 | 0.0915 | 0 | 0.966 | 0.2224
Kadmat | 2025-05-12 06:00 | 5 | 132 | 6 | 5.4 | 8.6 | 28.94 | 30.09 | 6.99 | 23.09 | 9.44 | 1000 | 590.6 | 0.1498 | 0.0069 | 0.966 | 0.2038
Kadmat | 2025-05-12 07:00 | 5 | 132 | 7 | 4.55 | 254.4 | 29.21 | 30.12 | 6.99 | 23.12 | 9.66 | 1000 | 658.3 | 0.0848 | 0.2011 | 0.966 | 0.2087
Kadmat | 2025-05-12 08:00 | 5 | 132 | 8 | 4.17 | 381 | 29.62 | 30.15 | 6.99 | 23.16 | 9.33 | 1000 | 680.4 | 0.0606 | 0.2981 | 0.966 | 0.2015
Kadmat | 2025-05-12 09:00 | 5 | 132 | 9 | 4.04 | 666.5 | 30.03 | 30.19 | 6.99 | 23.2 | 8.96 | 1000 | 686.4 | 0.0529 | 0.5102 | 0.966 | 0.1935
Kadmat | 2025-05-12 10:00 | 5 | 132 | 10 | 4.23 | 850.5 | 30.37 | 30.23 | 6.99 | 23.24 | 9.56 | 1000 | 720.4 | 0.0643 | 0.6416 | 0.966 | 0.2065
Kadmat | 2025-05-12 11:00 | 5 | 132 | 11 | 4.06 | 815.4 | 30.78 | 30.26 | 6.99 | 23.27 | 9.57 | 1000 | 736.1 | 0.0541 | 0.6158 | 0.966 | 0.2067
Kadmat | 2025-05-12 12:00 | 5 | 132 | 12 | 4 | 930 | 31.12 | 30.3 | 6.99 | 23.3 | 8.83 | 1000 | 766.5 | 0.0503 | 0.6955 | 0.966 | 0.1907
Kadmat | 2025-05-12 13:00 | 5 | 132 | 13 | 4.67 | 839.8 | 31.36 | 30.32 | 6.99 | 23.33 | 9.5 | 1000 | 712.6 | 0.0934 | 0.6316 | 0.966 | 0.2051
Kadmat | 2025-05-12 14:00 | 5 | 132 | 14 | 5.31 | 736 | 31.51 | 30.33 | 6.99 | 23.34 | 9.53 | 1000 | 727 | 0.1423 | 0.5575 | 0.966 | 0.2058
Kadmat | 2025-05-12 15:00 | 5 | 132 | 15 | 4.57 | 648.4 | 31.29 | 30.34 | 6.99 | 23.34 | 8.61 | 1000 | 709.2 | 0.086 | 0.4947 | 0.966 | 0.186
Kadmat | 2025-05-12 16:00 | 5 | 132 | 16 | 3.92 | 456.5 | 30.87 | 30.33 | 6.99 | 23.34 | 8.69 | 1000 | 768 | 0.0467 | 0.3537 | 0.966 | 0.1878
Kadmat | 2025-05-12 17:00 | 5 | 132 | 17 | 4.41 | 263.9 | 30.63 | 30.32 | 6.99 | 23.32 | 8.28 | 1000 | 834.4 | 0.0755 | 0.2075 | 0.966 | 0.1789
Kadmat | 2025-05-12 18:00 | 5 | 132 | 18 | 4.32 | 46.1 | 30.23 | 30.29 | 6.99 | 23.3 | 10.01 | 1000 | 869.5 | 0.0702 | 0.0368 | 0.966 | 0.2163
Kadmat | 2025-05-12 19:00 | 5 | 132 | 19 | 4.91 | 0 | 29.71 | 30.26 | 6.99 | 23.27 | 9.51 | 1000 | 893.7 | 0.1106 | 0 | 0.966 | 0.2053
Kadmat | 2025-05-12 20:00 | 5 | 132 | 20 | 5 | 0 | 29.3 | 30.22 | 6.99 | 23.23 | 9.8 | 1000 | 884.2 | 0.1169 | 0 | 0.966 | 0.2118
Kadmat | 2025-05-12 21:00 | 5 | 132 | 21 | 5.19 | 0 | 28.86 | 30.19 | 6.99 | 23.19 | 10 | 1000 | 786.8 | 0.1328 | 0 | 0.966 | 0.2159
Kadmat | 2025-05-12 22:00 | 5 | 132 | 22 | 5.45 | 0 | 28.63 | 30.15 | 6.99 | 23.15 | 9.84 | 1000 | 717.2 | 0.1546 | 0 | 0.966 | 0.2125
Kadmat | 2025-05-12 23:00 | 5 | 132 | 23 | 5.29 | 0 | 28.2 | 30.11 | 6.99 | 23.12 | 9.68 | 1000 | 620.6 | 0.1411 | 0 | 0.966 | 0.2091
Kadmat | 2025-05-13 00:00 | 5 | 133 | 0 | 5.75 | 0 | 27.95 | 30.08 | 6.99 | 23.08 | 10.25 | 1000 | 517.1 | 0.1826 | 0 | 0.966 | 0.2214
Kadmat | 2025-05-13 01:00 | 5 | 133 | 1 | 5.76 | 0 | 27.71 | 30.05 | 6.99 | 23.06 | 10.65 | 1000 | 476 | 0.1835 | 0 | 0.966 | 0.2301
Kadmat | 2025-05-13 02:00 | 5 | 133 | 2 | 5.84 | 0 | 27.7 | 30.04 | 6.99 | 23.04 | 11.6 | 1000 | 468.6 | 0.1917 | 0 | 0.966 | 0.2505
Kadmat | 2025-05-13 03:00 | 5 | 133 | 3 | 6.01 | 0 | 27.95 | 30.03 | 6.99 | 23.04 | 12.87 | 1000 | 440.2 | 0.2076 | 0 | 0.966 | 0.2779
Kadmat | 2025-05-13 04:00 | 5 | 133 | 4 | 6.62 | 0 | 28.19 | 30.04 | 6.99 | 23.04 | 14.18 | 1000 | 468.9 | 0.2807 | 0 | 0.966 | 0.3062
Kadmat | 2025-05-13 05:00 | 5 | 133 | 5 | 6.01 | 0 | 28.55 | 30.05 | 6.99 | 23.06 | 13.55 | 1000 | 529.6 | 0.2082 | 0 | 0.966 | 0.2926
Kadmat | 2025-05-13 06:00 | 5 | 133 | 6 | 5.99 | 8.9 | 29.03 | 30.08 | 6.99 | 23.08 | 13.2 | 1000 | 567.9 | 0.2065 | 0.0072 | 0.966 | 0.2851
Kadmat | 2025-05-13 07:00 | 5 | 133 | 7 | 5.42 | 198.3 | 29.43 | 30.11 | 6.99 | 23.11 | 13.61 | 1000 | 625.6 | 0.1519 | 0.1573 | 0.966 | 0.294
Kadmat | 2025-05-13 08:00 | 5 | 133 | 8 | 6.38 | 380.2 | 29.77 | 30.14 | 6.99 | 23.15 | 14.63 | 1000 | 655.4 | 0.2509 | 0.2974 | 0.966 | 0.3161
Kadmat | 2025-05-13 09:00 | 5 | 133 | 9 | 7.27 | 624.4 | 30.22 | 30.18 | 6.99 | 23.19 | 12.27 | 1000 | 719.9 | 0.3687 | 0.4791 | 0.966 | 0.2651
Kadmat | 2025-05-13 10:00 | 5 | 133 | 10 | 7.85 | 618.1 | 30.24 | 30.22 | 6.99 | 23.22 | 11.22 | 1000 | 744.3 | 0.4563 | 0.4745 | 0.966 | 0.2424
Kadmat | 2025-05-13 11:00 | 5 | 133 | 11 | 7.39 | 781.7 | 30.7 | 30.25 | 7 | 23.26 | 11.39 | 1000 | 723.5 | 0.3855 | 0.5919 | 0.966 | 0.246
Kadmat | 2025-05-13 12:00 | 5 | 133 | 12 | 7.1 | 793 | 30.89 | 30.29 | 7 | 23.29 | 12.16 | 1000 | 747.8 | 0.3443 | 0.5996 | 0.966 | 0.2627
Kadmat | 2025-05-13 13:00 | 5 | 133 | 13 | 7.11 | 734.7 | 31.05 | 30.31 | 7 | 23.31 | 12.8 | 1000 | 737.6 | 0.3449 | 0.5575 | 0.966 | 0.2764
Kadmat | 2025-05-13 14:00 | 5 | 133 | 14 | 7.5 | 790.2 | 31.08 | 30.32 | 7 | 23.33 | 10.73 | 1000 | 713.9 | 0.402 | 0.5972 | 0.966 | 0.2318
Kadmat | 2025-05-13 15:00 | 5 | 133 | 15 | 7.92 | 552.2 | 31 | 30.33 | 7 | 23.33 | 10.97 | 1000 | 729.8 | 0.468 | 0.4247 | 0.966 | 0.2369
Kadmat | 2025-05-13 16:00 | 5 | 133 | 16 | 8.39 | 371.4 | 30.95 | 30.32 | 7 | 23.33 | 10.09 | 1000 | 736.8 | 0.5458 | 0.2894 | 0.966 | 0.218
Kadmat | 2025-05-13 17:00 | 5 | 133 | 17 | 7.12 | 240.1 | 30.43 | 30.31 | 7 | 23.31 | 10.31 | 1000 | 837.7 | 0.346 | 0.1892 | 0.966 | 0.2227
Kadmat | 2025-05-13 18:00 | 5 | 133 | 18 | 5.61 | 34 | 30.15 | 30.28 | 7 | 23.29 | 9.18 | 1000 | 928.6 | 0.1687 | 0.0272 | 0.966 | 0.1983
Kadmat | 2025-05-13 19:00 | 5 | 133 | 19 | 5.54 | 0 | 29.87 | 30.25 | 7 | 23.26 | 8.55 | 1000 | 988.2 | 0.1621 | 0 | 0.966 | 0.1847
Kadmat | 2025-05-13 20:00 | 5 | 133 | 20 | 5.81 | 0 | 29.53 | 30.22 | 7 | 23.22 | 7.94 | 1000 | 887 | 0.1889 | 0 | 0.966 | 0.1715
Kadmat | 2025-05-13 21:00 | 5 | 133 | 21 | 6.23 | 0 | 29.1 | 30.18 | 7 | 23.18 | 8.02 | 1000 | 833.7 | 0.2333 | 0 | 0.966 | 0.1731
Kadmat | 2025-05-13 22:00 | 5 | 133 | 22 | 5.87 | 0 | 28.72 | 30.14 | 7 | 23.14 | 7.56 | 1000 | 716.7 | 0.1942 | 0 | 0.966 | 0.1633
Kadmat | 2025-05-13 23:00 | 5 | 133 | 23 | 6.45 | 0 | 28.32 | 30.1 | 7 | 23.1 | 7.54 | 1000 | 585.5 | 0.2585 | 0 | 0.966 | 0.1629
Kadmat | 2025-05-14 00:00 | 5 | 134 | 0 | 6.57 | 0 | 27.83 | 30.07 | 7 | 23.07 | 7.86 | 1000 | 497.1 | 0.274 | 0 | 0.966 | 0.1698
Kadmat | 2025-05-14 01:00 | 5 | 134 | 1 | 7.27 | 0 | 27.61 | 30.04 | 7 | 23.05 | 8.1 | 1000 | 481.7 | 0.3684 | 0 | 0.966 | 0.175
Kadmat | 2025-05-14 02:00 | 5 | 134 | 2 | 6.51 | 0 | 27.77 | 30.03 | 7 | 23.03 | 9.82 | 1000 | 444.7 | 0.2664 | 0 | 0.966 | 0.2121
Kadmat | 2025-05-14 03:00 | 5 | 134 | 3 | 7.23 | 0 | 27.92 | 30.02 | 7 | 23.03 | 9.33 | 1000 | 431.8 | 0.3628 | 0 | 0.966 | 0.2016
Kadmat | 2025-05-14 04:00 | 5 | 134 | 4 | 6.75 | 0 | 28.25 | 30.03 | 7 | 23.03 | 9.23 | 1000 | 487.3 | 0.2971 | 0 | 0.966 | 0.1993
Kadmat | 2025-05-14 05:00 | 5 | 134 | 5 | 8.04 | 0 | 28.32 | 30.04 | 7 | 23.05 | 8.27 | 1000 | 530.5 | 0.4866 | 0 | 0.966 | 0.1787
Kadmat | 2025-05-14 06:00 | 5 | 134 | 6 | 7.99 | 9.5 | 28.56 | 30.07 | 7 | 23.07 | 8.85 | 1000 | 572.6 | 0.4782 | 0.0077 | 0.966 | 0.1912
Kadmat | 2025-05-14 07:00 | 5 | 134 | 7 | 9.21 | 225.3 | 28.92 | 30.1 | 7 | 23.1 | 8.67 | 1000 | 612 | 0.6734 | 0.1787 | 0.966 | 0.1872
Kadmat | 2025-05-14 08:00 | 5 | 134 | 8 | 9.59 | 477.3 | 29.61 | 30.13 | 7 | 23.14 | 9.18 | 1000 | 613.1 | 0.7287 | 0.371 | 0.966 | 0.1983
Kadmat | 2025-05-14 09:00 | 5 | 134 | 9 | 10.24 | 657.1 | 30.02 | 30.17 | 7 | 23.17 | 9.93 | 1000 | 687.1 | 0.8091 | 0.5034 | 0.966 | 0.2145
Kadmat | 2025-05-14 10:00 | 5 | 134 | 10 | 10.38 | 670.1 | 30.42 | 30.21 | 7 | 23.21 | 9.59 | 1000 | 738.1 | 0.8242 | 0.5121 | 0.966 | 0.2071
Kadmat | 2025-05-14 11:00 | 5 | 134 | 11 | 9.86 | 942.9 | 30.61 | 30.25 | 7 | 23.25 | 9.21 | 1000 | 735.4 | 0.7641 | 0.7058 | 0.966 | 0.1989
Kadmat | 2025-05-14 12:00 | 5 | 134 | 12 | 10.03 | 685.4 | 30.89 | 30.28 | 7 | 23.28 | 9.81 | 1000 | 781.3 | 0.7861 | 0.5223 | 0.966 | 0.212
Kadmat | 2025-05-14 13:00 | 5 | 134 | 13 | 9.96 | 856.9 | 31 | 30.3 | 7 | 23.3 | 9.87 | 1000 | 700.8 | 0.7774 | 0.6446 | 0.966 | 0.2132
Kadmat | 2025-05-14 14:00 | 5 | 134 | 14 | 9.18 | 681.5 | 30.94 | 30.31 | 7 | 23.32 | 9.39 | 1000 | 739.5 | 0.6693 | 0.5194 | 0.966 | 0.2028
Kadmat | 2025-05-14 15:00 | 5 | 134 | 15 | 9.44 | 617.3 | 30.97 | 30.32 | 7 | 23.32 | 8.05 | 1000 | 713.6 | 0.7075 | 0.4726 | 0.966 | 0.1738
Kadmat | 2025-05-14 16:00 | 5 | 134 | 16 | 9.5 | 475.4 | 30.82 | 30.31 | 7 | 23.32 | 8.26 | 1000 | 741.4 | 0.7167 | 0.3679 | 0.966 | 0.1784
Kadmat | 2025-05-14 17:00 | 5 | 134 | 17 | 9.01 | 273.3 | 30.53 | 30.3 | 7 | 23.3 | 8.94 | 1000 | 820.4 | 0.6442 | 0.2148 | 0.966 | 0.1932
Kadmat | 2025-05-14 18:00 | 5 | 134 | 18 | 9.13 | 37.4 | 30.09 | 30.27 | 7 | 23.28 | 9.57 | 1000 | 880.9 | 0.6611 | 0.0299 | 0.966 | 0.2067
Kadmat | 2025-05-14 19:00 | 5 | 134 | 19 | 9.23 | 0 | 29.6 | 30.24 | 7 | 23.24 | 8.32 | 1000 | 934.1 | 0.6759 | 0 | 0.966 | 0.1796
Kadmat | 2025-05-14 20:00 | 5 | 134 | 20 | 9.34 | 0 | 29.27 | 30.21 | 7 | 23.21 | 8.89 | 1000 | 900.2 | 0.6924 | 0 | 0.966 | 0.192
Kadmat | 2025-05-14 21:00 | 5 | 134 | 21 | 8.37 | 0 | 28.73 | 30.17 | 7 | 23.17 | 9.76 | 1000 | 823.3 | 0.5422 | 0 | 0.966 | 0.2109
Kadmat | 2025-05-14 22:00 | 5 | 134 | 22 | 9.22 | 0 | 28.36 | 30.13 | 7 | 23.13 | 9.34 | 1000 | 707.1 | 0.6747 | 0 | 0.966 | 0.2018
Kadmat | 2025-05-14 23:00 | 5 | 134 | 23 | 7.79 | 0 | 28.04 | 30.09 | 7 | 23.09 | 10.14 | 1000 | 593.9 | 0.4474 | 0 | 0.966 | 0.219
Kadmat | 2025-05-15 00:00 | 5 | 135 | 0 | 7.56 | 0 | 27.73 | 30.06 | 7 | 23.06 | 12.27 | 1000 | 494.2 | 0.4103 | 0 | 0.966 | 0.265
Kadmat | 2025-05-15 01:00 | 5 | 135 | 1 | 7.35 | 0 | 27.63 | 30.03 | 7 | 23.04 | 11.84 | 1000 | 478 | 0.38 | 0 | 0.966 | 0.2558
Kadmat | 2025-05-15 02:00 | 5 | 135 | 2 | 7.22 | 0 | 27.69 | 30.02 | 7 | 23.02 | 12.41 | 1000 | 483.9 | 0.3618 | 0 | 0.966 | 0.268
Kadmat | 2025-05-15 03:00 | 5 | 135 | 3 | 6.87 | 0 | 27.77 | 30.01 | 7 | 23.02 | 12.84 | 1000 | 459 | 0.3122 | 0 | 0.966 | 0.2774
Kadmat | 2025-05-15 04:00 | 5 | 135 | 4 | 6.73 | 0 | 28.12 | 30.02 | 7 | 23.02 | 12.57 | 1000 | 447.8 | 0.2941 | 0 | 0.966 | 0.2715
Kadmat | 2025-05-15 05:00 | 5 | 135 | 5 | 6.54 | 0 | 28.31 | 30.03 | 7 | 23.03 | 12.88 | 1000 | 500.1 | 0.2692 | 0 | 0.966 | 0.2781
Kadmat | 2025-05-15 06:00 | 5 | 135 | 6 | 6.71 | 10.5 | 28.67 | 30.06 | 7 | 23.06 | 12.65 | 1000 | 591 | 0.2921 | 0.0084 | 0.966 | 0.2733
Kadmat | 2025-05-15 07:00 | 5 | 135 | 7 | 6.87 | 192.7 | 28.94 | 30.09 | 7 | 23.09 | 12.83 | 1000 | 666 | 0.3127 | 0.1532 | 0.966 | 0.2772
Kadmat | 2025-05-15 08:00 | 5 | 135 | 8 | 6.27 | 392.3 | 29.39 | 30.12 | 7 | 23.12 | 12.84 | 1000 | 681.3 | 0.2379 | 0.307 | 0.966 | 0.2774
Kadmat | 2025-05-15 09:00 | 5 | 135 | 9 | 8.03 | 559.7 | 29.76 | 30.16 | 7 | 23.16 | 13 | 1000 | 690 | 0.4859 | 0.4322 | 0.966 | 0.2808
Kadmat | 2025-05-15 10:00 | 5 | 135 | 10 | 7.89 | 815.4 | 30.18 | 30.2 | 7 | 23.2 | 13.35 | 1000 | 719 | 0.4629 | 0.6172 | 0.966 | 0.2884
Kadmat | 2025-05-15 11:00 | 5 | 135 | 11 | 8.13 | 844.9 | 30.54 | 30.24 | 7 | 23.24 | 12.87 | 1000 | 736.6 | 0.5027 | 0.6372 | 0.966 | 0.2781
Kadmat | 2025-05-15 12:00 | 5 | 135 | 12 | 8.98 | 873.2 | 30.94 | 30.27 | 7 | 23.27 | 12.69 | 1000 | 741.1 | 0.6386 | 0.6562 | 0.966 | 0.2741
Kadmat | 2025-05-15 13:00 | 5 | 135 | 13 | 7.44 | 848 | 31.03 | 30.29 | 7 | 23.29 | 13.03 | 1000 | 712.8 | 0.3922 | 0.6382 | 0.966 | 0.2814
Kadmat | 2025-05-15 14:00 | 5 | 135 | 14 | 7.06 | 756.3 | 31.03 | 30.3 | 7 | 23.31 | 12.42 | 1000 | 739 | 0.3377 | 0.573 | 0.966 | 0.2682
Kadmat | 2025-05-15 15:00 | 5 | 135 | 15 | 7.25 | 571 | 31.09 | 30.31 | 7 | 23.31 | 11.69 | 1000 | 713.3 | 0.3659 | 0.4385 | 0.966 | 0.2526
Kadmat | 2025-05-15 16:00 | 5 | 135 | 16 | 7.18 | 416.4 | 31.11 | 30.3 | 7 | 23.3 | 10.81 | 1000 | 739.4 | 0.3549 | 0.3233 | 0.966 | 0.2334
Kadmat | 2025-05-15 17:00 | 5 | 135 | 17 | 6.71 | 223.8 | 30.8 | 30.29 | 7 | 23.29 | 10.1 | 1000 | 763.1 | 0.2917 | 0.1763 | 0.966 | 0.2181
Kadmat | 2025-05-15 18:00 | 5 | 135 | 18 | 6.23 | 35.3 | 30.24 | 30.26 | 7 | 23.26 | 9.7 | 1000 | 932.9 | 0.2332 | 0.0283 | 0.966 | 0.2094
Kadmat | 2025-05-15 19:00 | 5 | 135 | 19 | 6.68 | 0 | 29.96 | 30.23 | 7 | 23.23 | 10.01 | 1000 | 999.5 | 0.2882 | 0 | 0.966 | 0.2162
Kadmat | 2025-05-15 20:00 | 5 | 135 | 20 | 7.01 | 0 | 29.63 | 30.2 | 7 | 23.2 | 10.23 | 1000 | 928.7 | 0.331 | 0 | 0.966 | 0.221
Kadmat | 2025-05-15 21:00 | 5 | 135 | 21 | 6.51 | 0 | 29.19 | 30.16 | 7 | 23.16 | 10.74 | 1000 | 843.2 | 0.2657 | 0 | 0.966 | 0.2319
Kadmat | 2025-05-15 22:00 | 5 | 135 | 22 | 5.94 | 0 | 28.75 | 30.12 | 7 | 23.12 | 11.81 | 1000 | 731.9 | 0.2011 | 0 | 0.966 | 0.2551
Kadmat | 2025-05-15 23:00 | 5 | 135 | 23 | 5.73 | 0 | 28.29 | 30.08 | 7 | 23.08 | 11.26 | 1000 | 585.6 | 0.1804 | 0 | 0.966 | 0.2433
Kadmat | 2025-05-16 00:00 | 5 | 136 | 0 | 6.2 | 0 | 27.95 | 30.05 | 7 | 23.05 | 11.16 | 1000 | 555.5 | 0.2304 | 0 | 0.966 | 0.2412
Kadmat | 2025-05-16 01:00 | 5 | 136 | 1 | 5.3 | 0 | 27.84 | 30.02 | 7 | 23.03 | 11.78 | 1000 | 474.6 | 0.1418 | 0 | 0.966 | 0.2544
Kadmat | 2025-05-16 02:00 | 5 | 136 | 2 | 5.34 | 0 | 27.51 | 30.01 | 7 | 23.01 | 12.12 | 1000 | 473.1 | 0.1449 | 0 | 0.966 | 0.2617
Kadmat | 2025-05-16 03:00 | 5 | 136 | 3 | 5.91 | 0 | 27.49 | 30 | 7 | 23 | 11.76 | 1000 | 468.8 | 0.1983 | 0 | 0.966 | 0.2539
Kadmat | 2025-05-16 04:00 | 5 | 136 | 4 | 6.78 | 0 | 27.49 | 30.01 | 7 | 23.01 | 11.23 | 1000 | 475.7 | 0.3006 | 0 | 0.966 | 0.2426
Kadmat | 2025-05-16 05:00 | 5 | 136 | 5 | 7.07 | 0 | 28.01 | 30.02 | 7 | 23.02 | 10.41 | 1000 | 524.9 | 0.3393 | 0 | 0.966 | 0.2248
Kadmat | 2025-05-16 06:00 | 5 | 136 | 6 | 7.52 | 9.2 | 28.56 | 30.05 | 7 | 23.05 | 10.48 | 1000 | 577 | 0.4041 | 0.0074 | 0.966 | 0.2264
Kadmat | 2025-05-16 07:00 | 5 | 136 | 7 | 7.94 | 204.5 | 28.78 | 30.08 | 7 | 23.08 | 10.76 | 1000 | 637.2 | 0.4708 | 0.1625 | 0.966 | 0.2324
Kadmat | 2025-05-16 08:00 | 5 | 136 | 8 | 8.56 | 380.6 | 29.39 | 30.11 | 7 | 23.11 | 10.12 | 1000 | 668.2 | 0.5722 | 0.2981 | 0.966 | 0.2185
Kadmat | 2025-05-16 09:00 | 5 | 136 | 9 | 7.95 | 546.1 | 29.76 | 30.15 | 7 | 23.15 | 10.79 | 1000 | 662.5 | 0.472 | 0.4221 | 0.966 | 0.2331
Kadmat | 2025-05-16 10:00 | 5 | 136 | 10 | 7.79 | 819.6 | 29.99 | 30.19 | 7 | 23.19 | 12.16 | 1000 | 726 | 0.4477 | 0.6205 | 0.966 | 0.2626
Kadmat | 2025-05-16 11:00 | 5 | 136 | 11 | 7 | 830.6 | 30.39 | 30.23 | 7 | 23.23 | 10.77 | 1000 | 713 | 0.3288 | 0.6275 | 0.966 | 0.2325
Kadmat | 2025-05-16 12:00 | 5 | 136 | 12 | 7.82 | 693.5 | 30.77 | 30.26 | 7 | 23.26 | 10.67 | 1000 | 766.9 | 0.4515 | 0.5284 | 0.966 | 0.2305
Kadmat | 2025-05-16 13:00 | 5 | 136 | 13 | 7.89 | 853.2 | 31.05 | 30.28 | 7 | 23.28 | 10.96 | 1000 | 726.2 | 0.4625 | 0.6419 | 0.966 | 0.2368
Kadmat | 2025-05-16 14:00 | 5 | 136 | 14 | 7.33 | 693.8 | 30.86 | 30.29 | 7 | 23.29 | 11.75 | 1000 | 710.5 | 0.377 | 0.5284 | 0.966 | 0.2538
Kadmat | 2025-05-16 15:00 | 5 | 136 | 15 | 7.53 | 614.1 | 30.88 | 30.3 | 7 | 23.29 | 11.64 | 1000 | 726.4 | 0.4065 | 0.4704 | 0.966 | 0.2514
Kadmat | 2025-05-16 16:00 | 5 | 136 | 16 | 7.26 | 466.3 | 30.75 | 30.29 | 7 | 23.29 | 10.56 | 1000 | 746.5 | 0.3675 | 0.3612 | 0.966 | 0.2282
Kadmat | 2025-05-16 17:00 | 5 | 136 | 17 | 7.41 | 249.6 | 30.54 | 30.27 | 7 | 23.27 | 8.79 | 1000 | 849.1 | 0.3887 | 0.1965 | 0.966 | 0.1898
Kadmat | 2025-05-16 18:00 | 5 | 136 | 18 | 8.59 | 37.1 | 30.06 | 30.25 | 7 | 23.25 | 9.27 | 1000 | 882.1 | 0.5778 | 0.0297 | 0.966 | 0.2003
Kadmat | 2025-05-16 19:00 | 5 | 136 | 19 | 7.76 | 0 | 29.55 | 30.21 | 7 | 23.21 | 8.57 | 1000 | 937.6 | 0.4434 | 0 | 0.966 | 0.1852
Kadmat | 2025-05-16 20:00 | 5 | 136 | 20 | 7.26 | 0 | 29.25 | 30.18 | 7 | 23.18 | 7.77 | 1000 | 958.7 | 0.3662 | 0 | 0.966 | 0.1678
Kadmat | 2025-05-16 21:00 | 5 | 136 | 21 | 7.95 | 0 | 28.82 | 30.14 | 7 | 23.13 | 8.24 | 1000 | 799.7 | 0.4729 | 0 | 0.966 | 0.178
Kadmat | 2025-05-16 22:00 | 5 | 136 | 22 | 8.25 | 0 | 28.57 | 30.09 | 7 | 23.09 | 7.65 | 1000 | 688.4 | 0.5212 | 0 | 0.966 | 0.1653
Kadmat | 2025-05-16 23:00 | 5 | 136 | 23 | 8.53 | 0 | 28.39 | 30.06 | 7 | 23.06 | 8.8 | 1000 | 612.1 | 0.5685 | 0 | 0.966 | 0.19
Kadmat | 2025-05-17 00:00 | 5 | 137 | 0 | 7.09 | 0 | 28.2 | 30.02 | 7 | 23.02 | 8.33 | 1000 | 523.9 | 0.342 | 0 | 0.966 | 0.18
Kadmat | 2025-05-17 01:00 | 5 | 137 | 1 | 6.68 | 0 | 27.85 | 30 | 7 | 23 | 7.74 | 1000 | 479.3 | 0.2877 | 0 | 0.966 | 0.1672
Kadmat | 2025-05-17 02:00 | 5 | 137 | 2 | 7.28 | 0 | 27.6 | 29.98 | 7 | 22.98 | 7.33 | 1000 | 467.8 | 0.3692 | 0 | 0.966 | 0.1582
Kadmat | 2025-05-17 03:00 | 5 | 137 | 3 | 7.15 | 0 | 27.53 | 29.98 | 7 | 22.97 | 7.4 | 1000 | 453.7 | 0.3505 | 0 | 0.966 | 0.1598
Kadmat | 2025-05-17 04:00 | 5 | 137 | 4 | 7.38 | 0 | 27.95 | 29.98 | 7 | 22.98 | 7.94 | 1000 | 471.6 | 0.3847 | 0 | 0.966 | 0.1714
Kadmat | 2025-05-17 05:00 | 5 | 137 | 5 | 8.17 | 0 | 28.29 | 29.99 | 7 | 22.99 | 8.93 | 1000 | 497.3 | 0.5093 | 0 | 0.966 | 0.1929
Kadmat | 2025-05-17 06:00 | 5 | 137 | 6 | 8.14 | 7.8 | 28.73 | 30.01 | 7 | 23.01 | 8.46 | 1000 | 574.9 | 0.5041 | 0.0063 | 0.966 | 0.1828
Kadmat | 2025-05-17 07:00 | 5 | 137 | 7 | 7.34 | 178.9 | 29.08 | 30.04 | 7 | 23.04 | 9.06 | 1000 | 579.8 | 0.3777 | 0.1423 | 0.966 | 0.1957
Kadmat | 2025-05-17 08:00 | 5 | 137 | 8 | 7.57 | 364.1 | 29.52 | 30.08 | 7 | 23.08 | 8.5 | 1000 | 695.6 | 0.413 | 0.2854 | 0.966 | 0.1836
Kadmat | 2025-05-17 09:00 | 5 | 137 | 9 | 7.36 | 474.6 | 29.75 | 30.12 | 7 | 23.11 | 9.36 | 1000 | 705.5 | 0.3812 | 0.3688 | 0.966 | 0.2022
Kadmat | 2025-05-17 10:00 | 5 | 137 | 10 | 6.95 | 489.8 | 30.5 | 30.15 | 7 | 23.15 | 9.4 | 1000 | 749.6 | 0.3226 | 0.3791 | 0.966 | 0.203
Kadmat | 2025-05-17 11:00 | 5 | 137 | 11 | 6.99 | 651.7 | 30.66 | 30.19 | 7 | 23.19 | 10.68 | 1000 | 743.9 | 0.3283 | 0.4983 | 0.966 | 0.2307
Kadmat | 2025-05-17 12:00 | 5 | 137 | 12 | 6.82 | 611.7 | 31.09 | 30.22 | 7 | 23.22 | 11.08 | 1000 | 716.6 | 0.3057 | 0.4683 | 0.966 | 0.2393
Kadmat | 2025-05-17 13:00 | 5 | 137 | 13 | 5.66 | 739.7 | 31.08 | 30.24 | 7 | 23.24 | 10.89 | 1000 | 730.3 | 0.1738 | 0.5611 | 0.966 | 0.2353
Kadmat | 2025-05-17 14:00 | 5 | 137 | 14 | 5.18 | 579.6 | 31 | 30.25 | 7 | 23.25 | 9.52 | 1000 | 721 | 0.1316 | 0.4449 | 0.966 | 0.2056
Kadmat | 2025-05-17 15:00 | 5 | 137 | 15 | 6.51 | 457.6 | 30.89 | 30.26 | 7 | 23.25 | 10.41 | 1000 | 686.7 | 0.2656 | 0.3545 | 0.966 | 0.2248
Kadmat | 2025-05-17 16:00 | 5 | 137 | 16 | 7.6 | 327 | 30.7 | 30.25 | 7 | 23.25 | 9.34 | 1000 | 730.5 | 0.4175 | 0.2559 | 0.966 | 0.2018
Kadmat | 2025-05-17 17:00 | 5 | 137 | 17 | 8.89 | 187.5 | 30.69 | 30.23 | 7 | 23.23 | 8.9 | 1000 | 799.8 | 0.6249 | 0.1482 | 0.966 | 0.1923
Kadmat | 2025-05-17 18:00 | 5 | 137 | 18 | 8.55 | 32 | 30.56 | 30.21 | 7 | 23.2 | 8.59 | 1000 | 930.6 | 0.5717 | 0.0256 | 0.966 | 0.1854
Kadmat | 2025-05-17 19:00 | 5 | 137 | 19 | 7.47 | 0 | 30.02 | 30.17 | 7 | 23.17 | 8.77 | 1000 | 911.4 | 0.3978 | 0 | 0.966 | 0.1895
Kadmat | 2025-05-17 20:00 | 5 | 137 | 20 | 5.98 | 0 | 29.51 | 30.14 | 7 | 23.13 | 8.27 | 1000 | 872.1 | 0.2049 | 0 | 0.966 | 0.1786
Kadmat | 2025-05-17 21:00 | 5 | 137 | 21 | 5.2 | 0 | 29.15 | 30.1 | 7 | 23.09 | 8.69 | 1000 | 826.8 | 0.1333 | 0 | 0.966 | 0.1877
Kadmat | 2025-05-17 22:00 | 5 | 137 | 22 | 4.51 | 0 | 28.66 | 30.06 | 7 | 23.05 | 9.48 | 1000 | 700.8 | 0.082 | 0 | 0.966 | 0.2048
Kadmat | 2025-05-17 23:00 | 5 | 137 | 23 | 4.42 | 0 | 28.58 | 30.02 | 7 | 23.02 | 10.94 | 1000 | 594.3 | 0.0758 | 0 | 0.966 | 0.2363
Kadmat | 2025-05-18 00:00 | 5 | 138 | 0 | 3.34 | 0 | 28.42 | 29.98 | 7 | 22.98 | 11.89 | 1000 | 520 | 0.0213 | 0 | 0.966 | 0.2569
Kadmat | 2025-05-18 01:00 | 5 | 138 | 1 | 3.05 | 0 | 28.41 | 29.96 | 7 | 22.96 | 12.33 | 1000 | 493.7 | 0.0107 | 0 | 0.966 | 0.2663
Kadmat | 2025-05-18 02:00 | 5 | 138 | 2 | 4.02 | 0 | 28.41 | 29.94 | 7 | 22.94 | 12.5 | 1000 | 455.3 | 0.0518 | 0 | 0.966 | 0.27
Kadmat | 2025-05-18 03:00 | 5 | 138 | 3 | 4.09 | 0 | 28.19 | 29.94 | 7 | 22.93 | 11.94 | 1000 | 458.5 | 0.0557 | 0 | 0.966 | 0.258
Kadmat | 2025-05-18 04:00 | 5 | 138 | 4 | 4.03 | 0 | 28.21 | 29.94 | 7 | 22.94 | 11.57 | 1000 | 463.4 | 0.052 | 0 | 0.966 | 0.2499
Kadmat | 2025-05-18 05:00 | 5 | 138 | 5 | 3.62 | 0 | 28.41 | 29.95 | 7 | 22.95 | 12.71 | 1000 | 495.7 | 0.0327 | 0 | 0.966 | 0.2745
Kadmat | 2025-05-18 06:00 | 5 | 138 | 6 | 3.3 | 11.1 | 28.59 | 29.98 | 7 | 22.97 | 11.12 | 1000 | 606.4 | 0.0199 | 0.009 | 0.966 | 0.2402
Kadmat | 2025-05-18 07:00 | 5 | 138 | 7 | 2.94 | 232.1 | 28.97 | 30 | 7 | 23 | 10.68 | 1000 | 647.8 | 0.0078 | 0.184 | 0.966 | 0.2308
Kadmat | 2025-05-18 08:00 | 5 | 138 | 8 | 2.17 | 417.5 | 29.64 | 30.04 | 7 | 23.04 | 12.19 | 1000 | 645.9 | 0 | 0.3259 | 0.966 | 0.2633
Kadmat | 2025-05-18 09:00 | 5 | 138 | 9 | 2.37 | 664.2 | 30.28 | 30.08 | 7 | 23.07 | 11.6 | 1000 | 672.1 | 0 | 0.5081 | 0.966 | 0.2506
Kadmat | 2025-05-18 10:00 | 5 | 138 | 10 | 2.97 | 871.9 | 30.48 | 30.11 | 7 | 23.11 | 11.39 | 1000 | 709.8 | 0.0084 | 0.6564 | 0.966 | 0.2461
Kadmat | 2025-05-18 11:00 | 5 | 138 | 11 | 2.63 | 925 | 30.79 | 30.15 | 7 | 23.14 | 11.38 | 1000 | 758.7 | 0.0024 | 0.6928 | 0.966 | 0.2458
Kadmat | 2025-05-18 12:00 | 5 | 138 | 12 | 4.31 | 954.6 | 30.88 | 30.18 | 7 | 23.17 | 10.91 | 1000 | 732.7 | 0.0694 | 0.7133 | 0.966 | 0.2356
Kadmat | 2025-05-18 13:00 | 5 | 138 | 13 | 4.42 | 905.9 | 30.87 | 30.2 | 7 | 23.2 | 10.28 | 1000 | 764.7 | 0.0763 | 0.6793 | 0.966 | 0.2221
Kadmat | 2025-05-18 14:00 | 5 | 138 | 14 | 4.24 | 818.1 | 31.04 | 30.21 | 7 | 23.21 | 9.94 | 1000 | 686.6 | 0.0651 | 0.617 | 0.966 | 0.2148
Kadmat | 2025-05-18 15:00 | 5 | 138 | 15 | 4.28 | 624.1 | 30.91 | 30.22 | 7 | 23.21 | 9.68 | 1000 | 704 | 0.0676 | 0.4777 | 0.966 | 0.2091
Kadmat | 2025-05-18 16:00 | 5 | 138 | 16 | 3.67 | 520.2 | 30.81 | 30.21 | 7 | 23.21 | 9.63 | 1000 | 710.7 | 0.0349 | 0.4013 | 0.966 | 0.208
Kadmat | 2025-05-18 17:00 | 5 | 138 | 17 | 2.76 | 266.6 | 30.44 | 30.19 | 7 | 23.19 | 10.83 | 1000 | 847.9 | 0.0046 | 0.2097 | 0.966 | 0.2339
Kadmat | 2025-05-18 18:00 | 5 | 138 | 18 | 2.46 | 43.3 | 30.13 | 30.17 | 7 | 23.16 | 9.8 | 1000 | 912.3 | 0 | 0.0347 | 0.966 | 0.2117
Kadmat | 2025-05-18 19:00 | 5 | 138 | 19 | 2.64 | 0 | 29.84 | 30.13 | 7 | 23.13 | 10.04 | 1000 | 945.1 | 0.0024 | 0 | 0.966 | 0.2169
Kadmat | 2025-05-18 20:00 | 5 | 138 | 20 | 2.44 | 0 | 29.47 | 30.1 | 7 | 23.09 | 9.99 | 1000 | 955.2 | 0 | 0 | 0.966 | 0.2159
Kadmat | 2025-05-18 21:00 | 5 | 138 | 21 | 2.62 | 0 | 29.04 | 30.06 | 7 | 23.05 | 11.17 | 1000 | 842.2 | 0.0022 | 0 | 0.966 | 0.2413
Kadmat | 2025-05-18 22:00 | 5 | 138 | 22 | 2.02 | 0 | 28.69 | 30.02 | 7 | 23.01 | 11.53 | 1000 | 706.6 | 0 | 0 | 0.966 | 0.2491
Kadmat | 2025-05-18 23:00 | 5 | 138 | 23 | 2.19 | 0 | 28.32 | 29.98 | 7 | 22.97 | 13.6 | 1000 | 593.1 | 0 | 0 | 0.966 | 0.2938
Kadmat | 2025-05-19 00:00 | 5 | 139 | 0 | 2.31 | 0 | 28.09 | 29.95 | 7 | 22.94 | 13.74 | 1000 | 525.2 | 0 | 0 | 0.966 | 0.2968
Kadmat | 2025-05-19 01:00 | 5 | 139 | 1 | 2.31 | 0 | 27.97 | 29.92 | 7 | 22.92 | 12.76 | 1000 | 502.2 | 0 | 0 | 0.966 | 0.2756
Kadmat | 2025-05-19 02:00 | 5 | 139 | 2 | 2.71 | 0 | 28.14 | 29.9 | 7 | 22.9 | 12.35 | 1000 | 471.6 | 0.0039 | 0 | 0.966 | 0.2668
Kadmat | 2025-05-19 03:00 | 5 | 139 | 3 | 2.43 | 0 | 28.34 | 29.9 | 7 | 22.89 | 11.78 | 1000 | 447.2 | 0 | 0 | 0.966 | 0.2544
Kadmat | 2025-05-19 04:00 | 5 | 139 | 4 | 2.12 | 0 | 28.53 | 29.9 | 7 | 22.9 | 11.27 | 1000 | 434.8 | 0 | 0 | 0.966 | 0.2435
Kadmat | 2025-05-19 05:00 | 5 | 139 | 5 | 1.61 | 0 | 28.71 | 29.91 | 7 | 22.91 | 12.28 | 1000 | 491.6 | 0 | 0 | 0.966 | 0.2653
Kadmat | 2025-05-19 06:00 | 5 | 139 | 6 | 1.83 | 9.2 | 28.87 | 29.94 | 7 | 22.93 | 12 | 1000 | 582.7 | 0 | 0.0074 | 0.966 | 0.2592
Kadmat | 2025-05-19 07:00 | 5 | 139 | 7 | 1.75 | 153.9 | 29.13 | 29.97 | 7 | 22.96 | 13.17 | 1000 | 667.8 | 0 | 0.1226 | 0.966 | 0.2846
Kadmat | 2025-05-19 08:00 | 5 | 139 | 8 | 2.14 | 307.5 | 29.56 | 30 | 7 | 23 | 13.06 | 1000 | 684.5 | 0 | 0.242 | 0.966 | 0.2822
Kadmat | 2025-05-19 09:00 | 5 | 139 | 9 | 1.66 | 409.7 | 30.04 | 30.04 | 7 | 23.03 | 13.56 | 1000 | 691.3 | 0 | 0.3194 | 0.966 | 0.2929
Kadmat | 2025-05-19 10:00 | 5 | 139 | 10 | 2.09 | 519.5 | 30.41 | 30.07 | 7 | 23.07 | 14.78 | 1000 | 767.4 | 0 | 0.4013 | 0.966 | 0.3192
Kadmat | 2025-05-19 11:00 | 5 | 139 | 11 | 1.98 | 677.7 | 30.72 | 30.11 | 7 | 23.1 | 15.4 | 1000 | 715.6 | 0 | 0.517 | 0.966 | 0.3327
Kadmat | 2025-05-19 12:00 | 5 | 139 | 12 | 2.1 | 684.7 | 30.85 | 30.14 | 7 | 23.13 | 14.94 | 1000 | 719.8 | 0 | 0.5219 | 0.966 | 0.3228
Kadmat | 2025-05-19 13:00 | 5 | 139 | 13 | 1.75 | 667.6 | 31.19 | 30.16 | 7 | 23.16 | 13.81 | 1000 | 744.7 | 0 | 0.5088 | 0.966 | 0.2984
Kadmat | 2025-05-19 14:00 | 5 | 139 | 14 | 2.26 | 660.2 | 31.4 | 30.17 | 7.01 | 23.17 | 13.78 | 1000 | 703 | 0 | 0.503 | 0.966 | 0.2976
Kadmat | 2025-05-19 15:00 | 5 | 139 | 15 | 2.34 | 479.1 | 31.25 | 30.18 | 7.01 | 23.17 | 14.85 | 1000 | 716.6 | 0 | 0.37 | 0.966 | 0.3208
Kadmat | 2025-05-19 16:00 | 5 | 139 | 16 | 2.26 | 327.6 | 30.93 | 30.17 | 7.01 | 23.17 | 14.76 | 1000 | 750.6 | 0 | 0.2561 | 0.966 | 0.3188
Kadmat | 2025-05-19 17:00 | 5 | 139 | 17 | 2.04 | 169.3 | 30.58 | 30.15 | 7.01 | 23.15 | 15.99 | 1000 | 823.1 | 0 | 0.134 | 0.966 | 0.3454
Kadmat | 2025-05-19 18:00 | 5 | 139 | 18 | 1.85 | 30.6 | 30.53 | 30.13 | 7.01 | 23.12 | 14.74 | 1000 | 883.4 | 0 | 0.0244 | 0.966 | 0.3183
Kadmat | 2025-05-19 19:00 | 5 | 139 | 19 | 2.47 | 0 | 30.31 | 30.1 | 7.01 | 23.09 | 14.65 | 1000 | 924.7 | 0 | 0 | 0.966 | 0.3164
Kadmat | 2025-05-19 20:00 | 5 | 139 | 20 | 2.22 | 0 | 29.9 | 30.06 | 7.01 | 23.05 | 13.93 | 1000 | 916.5 | 0 | 0 | 0.966 | 0.301
Kadmat | 2025-05-19 21:00 | 5 | 139 | 21 | 1.88 | 0 | 29.63 | 30.02 | 7.01 | 23.01 | 13.3 | 1000 | 820.5 | 0 | 0 | 0.966 | 0.2872
Kadmat | 2025-05-19 22:00 | 5 | 139 | 22 | 2.61 | 0 | 29.08 | 29.98 | 7.01 | 22.97 | 12.09 | 1000 | 693.9 | 0.002 | 0 | 0.966 | 0.2612
Kadmat | 2025-05-19 23:00 | 5 | 139 | 23 | 2.06 | 0 | 28.58 | 29.94 | 7.01 | 22.93 | 12.12 | 1000 | 632.9 | 0 | 0 | 0.966 | 0.2618
Kadmat | 2025-05-20 00:00 | 5 | 140 | 0 | 2.53 | 0 | 28.42 | 29.91 | 7.01 | 22.9 | 11.87 | 1000 | 501.3 | 0.0005 | 0 | 0.966 | 0.2564
Kadmat | 2025-05-20 01:00 | 5 | 140 | 1 | 2.2 | 0 | 28.58 | 29.88 | 7.01 | 22.87 | 11.96 | 1000 | 494.4 | 0 | 0 | 0.966 | 0.2583
Kadmat | 2025-05-20 02:00 | 5 | 140 | 2 | 2.88 | 0 | 28.35 | 29.86 | 7.01 | 22.86 | 11.72 | 1000 | 469.4 | 0.0069 | 0 | 0.966 | 0.2532
Kadmat | 2025-05-20 03:00 | 5 | 140 | 3 | 2.86 | 0 | 28.25 | 29.86 | 7.01 | 22.85 | 10.63 | 1000 | 481.1 | 0.0065 | 0 | 0.966 | 0.2295
Kadmat | 2025-05-20 04:00 | 5 | 140 | 4 | 3.01 | 0 | 28.54 | 29.86 | 7.01 | 22.85 | 11.76 | 1000 | 469.9 | 0.0094 | 0 | 0.966 | 0.2541
Kadmat | 2025-05-20 05:00 | 5 | 140 | 5 | 3.62 | 0 | 28.88 | 29.87 | 7.01 | 22.87 | 13.34 | 1000 | 539.2 | 0.0327 | 0 | 0.966 | 0.2881
Kadmat | 2025-05-20 06:00 | 5 | 140 | 6 | 3.56 | 10.1 | 29.13 | 29.9 | 7.01 | 22.89 | 12.45 | 1000 | 547.7 | 0.0298 | 0.0081 | 0.966 | 0.2689
Kadmat | 2025-05-20 07:00 | 5 | 140 | 7 | 3.04 | 163.6 | 29.35 | 29.93 | 7.01 | 22.92 | 12.43 | 1000 | 633.9 | 0.0104 | 0.1302 | 0.966 | 0.2686
Kadmat | 2025-05-20 08:00 | 5 | 140 | 8 | 3.19 | 323 | 29.7 | 29.96 | 7.01 | 22.95 | 11.97 | 1000 | 694.4 | 0.016 | 0.2537 | 0.966 | 0.2585
Kadmat | 2025-05-20 09:00 | 5 | 140 | 9 | 2.59 | 568.2 | 29.95 | 30 | 7.01 | 22.99 | 12.33 | 1000 | 689.8 | 0.0016 | 0.4382 | 0.966 | 0.2662
Kadmat | 2025-05-20 10:00 | 5 | 140 | 10 | 2.81 | 620.5 | 30.46 | 30.03 | 7.01 | 23.03 | 10.86 | 1000 | 702.6 | 0.0056 | 0.4759 | 0.966 | 0.2346
Kadmat | 2025-05-20 11:00 | 5 | 140 | 11 | 3.44 | 631.6 | 30.83 | 30.07 | 7.01 | 23.06 | 10.59 | 1000 | 765.8 | 0.0248 | 0.4833 | 0.966 | 0.2287
Kadmat | 2025-05-20 12:00 | 5 | 140 | 12 | 2.64 | 616.5 | 31.12 | 30.1 | 7.01 | 23.09 | 10.41 | 1000 | 772.1 | 0.0025 | 0.4718 | 0.966 | 0.2248
Kadmat | 2025-05-20 13:00 | 5 | 140 | 13 | 2.2 | 689.8 | 31.3 | 30.12 | 7.01 | 23.11 | 10.35 | 1000 | 725.9 | 0 | 0.5247 | 0.966 | 0.2236
Kadmat | 2025-05-20 14:00 | 5 | 140 | 14 | 3.42 | 661 | 31.25 | 30.13 | 7.01 | 23.13 | 10.98 | 1000 | 721.7 | 0.024 | 0.5039 | 0.966 | 0.2372
Kadmat | 2025-05-20 15:00 | 5 | 140 | 15 | 3.12 | 590.5 | 31.31 | 30.14 | 7.01 | 23.13 | 11.83 | 1000 | 680.5 | 0.0135 | 0.4523 | 0.966 | 0.2555
Kadmat | 2025-05-20 16:00 | 5 | 140 | 16 | 2.5 | 362.2 | 31.2 | 30.13 | 7.01 | 23.12 | 12.32 | 1000 | 759.3 | 0 | 0.2822 | 0.966 | 0.2661
Kadmat | 2025-05-20 17:00 | 5 | 140 | 17 | 3.18 | 232.6 | 30.83 | 30.11 | 7.01 | 23.11 | 11.93 | 1000 | 806.4 | 0.0156 | 0.1831 | 0.966 | 0.2578
Kadmat | 2025-05-20 18:00 | 5 | 140 | 18 | 4.32 | 36.9 | 30.41 | 30.09 | 7.01 | 23.08 | 12.52 | 1000 | 921.5 | 0.0699 | 0.0295 | 0.966 | 0.2703
Kadmat | 2025-05-20 19:00 | 5 | 140 | 19 | 3.39 | 0 | 29.77 | 30.06 | 7.01 | 23.05 | 11.29 | 1000 | 922.4 | 0.0232 | 0 | 0.966 | 0.2438
Kadmat | 2025-05-20 20:00 | 5 | 140 | 20 | 3.86 | 0 | 29.25 | 30.02 | 7.01 | 23.01 | 10.67 | 1000 | 948.3 | 0.044 | 0 | 0.966 | 0.2304
Kadmat | 2025-05-20 21:00 | 5 | 140 | 21 | 4.83 | 0 | 28.89 | 29.98 | 7.01 | 22.97 | 9.54 | 1000 | 801.9 | 0.1049 | 0 | 0.966 | 0.2061
Kadmat | 2025-05-20 22:00 | 5 | 140 | 22 | 4.63 | 0 | 28.55 | 29.94 | 7.01 | 22.93 | 10.65 | 1000 | 690.5 | 0.0902 | 0 | 0.966 | 0.2301
Kadmat | 2025-05-20 23:00 | 5 | 140 | 23 | 5.23 | 0 | 28.17 | 29.9 | 7.01 | 22.89 | 9.57 | 1000 | 613.8 | 0.1358 | 0 | 0.966 | 0.2068
Kadmat | 2025-05-21 00:00 | 5 | 141 | 0 | 5.73 | 0 | 27.83 | 29.87 | 7.01 | 22.86 | 9.33 | 1000 | 518.7 | 0.1806 | 0 | 0.966 | 0.2015
Kadmat | 2025-05-21 01:00 | 5 | 141 | 1 | 4.57 | 0 | 27.76 | 29.84 | 7.01 | 22.83 | 10.21 | 1000 | 472 | 0.0862 | 0 | 0.966 | 0.2205
Kadmat | 2025-05-21 02:00 | 5 | 141 | 2 | 4.51 | 0 | 27.86 | 29.82 | 7.01 | 22.82 | 9.66 | 1000 | 468.7 | 0.0817 | 0 | 0.966 | 0.2086
Kadmat | 2025-05-21 03:00 | 5 | 141 | 3 | 4.61 | 0 | 28.15 | 29.82 | 7.01 | 22.81 | 8.74 | 1000 | 473.1 | 0.0887 | 0 | 0.966 | 0.1889
Kadmat | 2025-05-21 04:00 | 5 | 141 | 4 | 3.51 | 0 | 28.22 | 29.82 | 7.01 | 22.81 | 8.62 | 1000 | 477.5 | 0.0274 | 0 | 0.966 | 0.1861
Kadmat | 2025-05-21 05:00 | 5 | 141 | 5 | 3.78 | 0 | 28.39 | 29.83 | 7.01 | 22.83 | 7.37 | 1000 | 532.7 | 0.0403 | 0 | 0.966 | 0.1592
Kadmat | 2025-05-21 06:00 | 5 | 141 | 6 | 3.53 | 9.5 | 28.64 | 29.86 | 7.01 | 22.85 | 6.95 | 1000 | 556.1 | 0.0284 | 0.0077 | 0.966 | 0.1502
Kadmat | 2025-05-21 07:00 | 5 | 141 | 7 | 3.89 | 206.1 | 28.99 | 29.89 | 7.01 | 22.88 | 7.6 | 1000 | 628.8 | 0.0454 | 0.1636 | 0.966 | 0.1641
Kadmat | 2025-05-21 08:00 | 5 | 141 | 8 | 3.59 | 341.8 | 29.17 | 29.92 | 7.01 | 22.91 | 7.68 | 1000 | 665.3 | 0.0311 | 0.2687 | 0.966 | 0.1659
Kadmat | 2025-05-21 09:00 | 5 | 141 | 9 | 4.22 | 551.7 | 29.72 | 29.96 | 7.01 | 22.95 | 8.31 | 1000 | 696.7 | 0.0636 | 0.4264 | 0.966 | 0.1795
Kadmat | 2025-05-21 10:00 | 5 | 141 | 10 | 4.42 | 745.1 | 30.18 | 30 | 7.01 | 22.99 | 7.97 | 1000 | 729.1 | 0.0762 | 0.5668 | 0.966 | 0.1721
Kadmat | 2025-05-21 11:00 | 5 | 141 | 11 | 4.4 | 645.9 | 30.53 | 30.03 | 7.01 | 23.02 | 7.51 | 1000 | 769.1 | 0.075 | 0.4943 | 0.966 | 0.1622
Kadmat | 2025-05-21 12:00 | 5 | 141 | 12 | 4.46 | 801.1 | 30.89 | 30.06 | 7.01 | 23.05 | 9.06 | 1000 | 746.5 | 0.0788 | 0.6053 | 0.966 | 0.1956
Kadmat | 2025-05-21 13:00 | 5 | 141 | 13 | 4.7 | 688.1 | 31.13 | 30.08 | 7.01 | 23.07 | 9.26 | 1000 | 712.1 | 0.0953 | 0.5238 | 0.966 | 0.2
Kadmat | 2025-05-21 14:00 | 5 | 141 | 14 | 5.03 | 559.5 | 30.91 | 30.09 | 7.01 | 23.09 | 8.81 | 1000 | 739.8 | 0.1191 | 0.4302 | 0.966 | 0.1903
Kadmat | 2025-05-21 15:00 | 5 | 141 | 15 | 4.96 | 576.2 | 30.95 | 30.1 | 7.01 | 23.09 | 9.03 | 1000 | 753.4 | 0.1144 | 0.4425 | 0.966 | 0.1951
Kadmat | 2025-05-21 16:00 | 5 | 141 | 16 | 5.07 | 343.6 | 30.85 | 30.09 | 7.01 | 23.08 | 7.85 | 1000 | 717.4 | 0.1231 | 0.2684 | 0.966 | 0.1696
Kadmat | 2025-05-21 17:00 | 5 | 141 | 17 | 5.22 | 205.4 | 30.76 | 30.07 | 7.01 | 23.07 | 7.09 | 1000 | 833.9 | 0.1352 | 0.162 | 0.966 | 0.1531
Kadmat | 2025-05-21 18:00 | 5 | 141 | 18 | 4.65 | 34.8 | 30.46 | 30.05 | 7.01 | 23.04 | 8.06 | 1000 | 894.1 | 0.0916 | 0.0279 | 0.966 | 0.1741
Kadmat | 2025-05-21 19:00 | 5 | 141 | 19 | 4.76 | 0 | 30.18 | 30.02 | 7.01 | 23.01 | 8.43 | 1000 | 983.9 | 0.1001 | 0 | 0.966 | 0.1822
Kadmat | 2025-05-21 20:00 | 5 | 141 | 20 | 4.84 | 0 | 29.68 | 29.98 | 7.01 | 22.97 | 8.8 | 1000 | 852.6 | 0.1053 | 0 | 0.966 | 0.1902
Kadmat | 2025-05-21 21:00 | 5 | 141 | 21 | 4.85 | 0 | 29.42 | 29.94 | 7.01 | 22.93 | 8.61 | 1000 | 839.6 | 0.1061 | 0 | 0.966 | 0.1859
Kadmat | 2025-05-21 22:00 | 5 | 141 | 22 | 4.59 | 0 | 29.06 | 29.9 | 7.01 | 22.89 | 9.43 | 1000 | 726.6 | 0.0875 | 0 | 0.966 | 0.2037
Kadmat | 2025-05-21 23:00 | 5 | 141 | 23 | 5.11 | 0 | 28.78 | 29.86 | 7.01 | 22.85 | 9.47 | 1000 | 595.6 | 0.126 | 0 | 0.966 | 0.2046
Kadmat | 2025-05-22 00:00 | 5 | 142 | 0 | 4.85 | 0 | 28.55 | 29.83 | 7.01 | 22.82 | 9.08 | 1000 | 506.8 | 0.1064 | 0 | 0.966 | 0.1961
Kadmat | 2025-05-22 01:00 | 5 | 142 | 1 | 4.87 | 0 | 28.36 | 29.8 | 7.01 | 22.79 | 8.7 | 1000 | 463.6 | 0.108 | 0 | 0.966 | 0.1879
Kadmat | 2025-05-22 02:00 | 5 | 142 | 2 | 5.56 | 0 | 28.32 | 29.79 | 7.01 | 22.78 | 8.89 | 1000 | 444.5 | 0.1643 | 0 | 0.966 | 0.192
Kadmat | 2025-05-22 03:00 | 5 | 142 | 3 | 5.51 | 0 | 28.55 | 29.78 | 7.01 | 22.77 | 9.19 | 1000 | 458 | 0.1594 | 0 | 0.966 | 0.1985
Kadmat | 2025-05-22 04:00 | 5 | 142 | 4 | 5.16 | 0 | 28.53 | 29.78 | 7.01 | 22.77 | 7.63 | 1000 | 458.8 | 0.1303 | 0 | 0.966 | 0.1648
Kadmat | 2025-05-22 05:00 | 5 | 142 | 5 | 4.56 | 0 | 28.59 | 29.8 | 7.01 | 22.79 | 7.72 | 1000 | 511.5 | 0.0855 | 0 | 0.966 | 0.1668
Kadmat | 2025-05-22 06:00 | 5 | 142 | 6 | 5.5 | 9.4 | 29.16 | 29.82 | 7.01 | 22.81 | 7.3 | 1000 | 538.5 | 0.158 | 0.0076 | 0.966 | 0.1577
Kadmat | 2025-05-22 07:00 | 5 | 142 | 7 | 5.71 | 163.3 | 29.49 | 29.85 | 7.01 | 22.84 | 7.64 | 1000 | 636 | 0.1792 | 0.1298 | 0.966 | 0.1651
Kadmat | 2025-05-22 08:00 | 5 | 142 | 8 | 5.33 | 314.5 | 29.64 | 29.88 | 7.01 | 22.87 | 7.24 | 1000 | 673.8 | 0.144 | 0.2473 | 0.966 | 0.1563
Kadmat | 2025-05-22 09:00 | 5 | 142 | 9 | 4.36 | 417.3 | 30.28 | 29.92 | 7.01 | 22.91 | 7.94 | 1000 | 689.5 | 0.0726 | 0.325 | 0.966 | 0.1715
Kadmat | 2025-05-22 10:00 | 5 | 142 | 10 | 4.89 | 606.5 | 30.51 | 29.96 | 7.01 | 22.95 | 7.76 | 1000 | 773.1 | 0.1094 | 0.4655 | 0.966 | 0.1677
Kadmat | 2025-05-22 11:00 | 5 | 142 | 11 | 5.55 | 654.3 | 30.84 | 29.99 | 7.01 | 22.98 | 7.73 | 1000 | 715.2 | 0.1633 | 0.4998 | 0.966 | 0.1671
Kadmat | 2025-05-22 12:00 | 5 | 142 | 12 | 5.07 | 724.4 | 31.13 | 30.02 | 7.01 | 23.01 | 7.76 | 1000 | 751.1 | 0.1226 | 0.55 | 0.966 | 0.1677
Kadmat | 2025-05-22 13:00 | 5 | 142 | 13 | 5.1 | 592.6 | 31.15 | 30.04 | 7.01 | 23.03 | 8.18 | 1000 | 683.3 | 0.1254 | 0.4542 | 0.966 | 0.1767
Kadmat | 2025-05-22 14:00 | 5 | 142 | 14 | 5.69 | 562.9 | 31.07 | 30.06 | 7.01 | 23.05 | 8.06 | 1000 | 700.5 | 0.1773 | 0.4325 | 0.966 | 0.1741
Kadmat | 2025-05-22 15:00 | 5 | 142 | 15 | 6.54 | 456.3 | 31.17 | 30.06 | 7.01 | 23.05 | 7.48 | 1000 | 725.3 | 0.2702 | 0.3532 | 0.966 | 0.1616
Kadmat | 2025-05-22 16:00 | 5 | 142 | 16 | 6.77 | 419.5 | 31.04 | 30.05 | 7.01 | 23.04 | 8.87 | 1000 | 738.8 | 0.299 | 0.3257 | 0.966 | 0.1916
Kadmat | 2025-05-22 17:00 | 5 | 142 | 17 | 6.87 | 228.9 | 30.84 | 30.04 | 7.01 | 23.03 | 8.93 | 1000 | 813.6 | 0.3126 | 0.1803 | 0.966 | 0.1928
Kadmat | 2025-05-22 18:00 | 5 | 142 | 18 | 7.53 | 31.4 | 30.26 | 30.01 | 7.01 | 23 | 10.86 | 1000 | 931.4 | 0.406 | 0.0251 | 0.966 | 0.2346
Kadmat | 2025-05-22 19:00 | 5 | 142 | 19 | 7.49 | 0 | 29.59 | 29.98 | 7.01 | 22.97 | 9.3 | 1000 | 973.1 | 0.3998 | 0 | 0.966 | 0.2009
Kadmat | 2025-05-22 20:00 | 5 | 142 | 20 | 7.61 | 0 | 28.93 | 29.94 | 7.01 | 22.93 | 9.07 | 1000 | 954.6 | 0.4186 | 0 | 0.966 | 0.1959
Kadmat | 2025-05-22 21:00 | 5 | 142 | 21 | 7.1 | 0 | 28.73 | 29.9 | 7.01 | 22.89 | 8.77 | 1000 | 874.3 | 0.3443 | 0 | 0.966 | 0.1895
Kadmat | 2025-05-22 22:00 | 5 | 142 | 22 | 7.67 | 0 | 28.34 | 29.86 | 7.01 | 22.85 | 8.96 | 1000 | 731.6 | 0.4277 | 0 | 0.966 | 0.1934
Kadmat | 2025-05-22 23:00 | 5 | 142 | 23 | 7.53 | 0 | 27.79 | 29.82 | 7.01 | 22.81 | 8.54 | 1000 | 616.7 | 0.4055 | 0 | 0.966 | 0.1845
Kadmat | 2025-05-23 00:00 | 5 | 143 | 0 | 8.05 | 0 | 27.52 | 29.79 | 7.01 | 22.78 | 8.75 | 1000 | 487.6 | 0.489 | 0 | 0.966 | 0.189
Kadmat | 2025-05-23 01:00 | 5 | 143 | 1 | 7.93 | 0 | 27.41 | 29.76 | 7.01 | 22.75 | 8.56 | 1000 | 496.9 | 0.4696 | 0 | 0.966 | 0.185
Kadmat | 2025-05-23 02:00 | 5 | 143 | 2 | 7.66 | 0 | 27.29 | 29.75 | 7.01 | 22.74 | 9.06 | 1000 | 462.9 | 0.4275 | 0 | 0.966 | 0.1956
Kadmat | 2025-05-23 03:00 | 5 | 143 | 3 | 6.63 | 0 | 27.38 | 29.74 | 7.01 | 22.73 | 9.62 | 1000 | 453 | 0.2809 | 0 | 0.966 | 0.2077
Kadmat | 2025-05-23 04:00 | 5 | 143 | 4 | 6.05 | 0 | 27.66 | 29.74 | 7.01 | 22.73 | 7.82 | 1000 | 487.6 | 0.2122 | 0 | 0.966 | 0.1689
Kadmat | 2025-05-23 05:00 | 5 | 143 | 5 | 5.29 | 0 | 27.88 | 29.76 | 7.01 | 22.75 | 8.4 | 1000 | 502.3 | 0.1408 | 0 | 0.966 | 0.1814
Kadmat | 2025-05-23 06:00 | 5 | 143 | 6 | 5.53 | 12.3 | 28.32 | 29.78 | 7.01 | 22.77 | 8.5 | 1000 | 572.7 | 0.1614 | 0.0099 | 0.966 | 0.1835
Kadmat | 2025-05-23 07:00 | 5 | 143 | 7 | 5.85 | 219.4 | 28.9 | 29.81 | 7.01 | 22.8 | 9.33 | 1000 | 662.3 | 0.1922 | 0.1741 | 0.966 | 0.2016
Kadmat | 2025-05-23 08:00 | 5 | 143 | 8 | 5.86 | 403.6 | 29.25 | 29.84 | 7.01 | 22.83 | 10.06 | 1000 | 664.6 | 0.1939 | 0.3158 | 0.966 | 0.2172
Kadmat | 2025-05-23 09:00 | 5 | 143 | 9 | 5.64 | 623 | 29.57 | 29.88 | 7.01 | 22.87 | 9.62 | 1000 | 707 | 0.172 | 0.4792 | 0.966 | 0.2077
Kadmat | 2025-05-23 10:00 | 5 | 143 | 10 | 5.31 | 758.4 | 30.07 | 29.92 | 7.01 | 22.91 | 9.51 | 1000 | 724.4 | 0.1427 | 0.5767 | 0.966 | 0.2054
Kadmat | 2025-05-23 11:00 | 5 | 143 | 11 | 4.97 | 841.8 | 30.45 | 29.95 | 7.01 | 22.94 | 9.77 | 1000 | 745.6 | 0.1149 | 0.6352 | 0.966 | 0.2111
Kadmat | 2025-05-23 12:00 | 5 | 143 | 12 | 6.09 | 864 | 30.74 | 29.98 | 7.01 | 22.97 | 9.92 | 1000 | 782.8 | 0.2171 | 0.6502 | 0.966 | 0.2142
Kadmat | 2025-05-23 13:00 | 5 | 143 | 13 | 6.53 | 729.7 | 31.14 | 30 | 7.01 | 22.99 | 11.19 | 1000 | 732.5 | 0.268 | 0.5537 | 0.966 | 0.2416
Kadmat | 2025-05-23 14:00 | 5 | 143 | 14 | 7.04 | 777.7 | 31.06 | 30.02 | 7.01 | 23 | 12.21 | 1000 | 735.3 | 0.3354 | 0.5883 | 0.966 | 0.2638
Kadmat | 2025-05-23 15:00 | 5 | 143 | 15 | 6.69 | 616.9 | 30.95 | 30.02 | 7.01 | 23.01 | 14.85 | 1000 | 678.9 | 0.2891 | 0.4724 | 0.966 | 0.3208
Kadmat | 2025-05-23 16:00 | 5 | 143 | 16 | 6.05 | 387.1 | 30.8 | 30.01 | 7.01 | 23 | 15.26 | 1000 | 736.3 | 0.2129 | 0.3015 | 0.966 | 0.3296
Kadmat | 2025-05-23 17:00 | 5 | 143 | 17 | 5.43 | 242.1 | 30.55 | 30 | 7.01 | 22.98 | 16.19 | 1000 | 809.2 | 0.1523 | 0.1907 | 0.966 | 0.3498
Kadmat | 2025-05-23 18:00 | 5 | 143 | 18 | 5.11 | 43.2 | 30.19 | 29.97 | 7.01 | 22.96 | 15.05 | 1000 | 898.7 | 0.1265 | 0.0345 | 0.966 | 0.3251
Kadmat | 2025-05-23 19:00 | 5 | 143 | 19 | 4.47 | 0 | 29.74 | 29.94 | 7.01 | 22.93 | 15.05 | 1000 | 893.4 | 0.0792 | 0 | 0.966 | 0.3251
Kadmat | 2025-05-23 20:00 | 5 | 143 | 20 | 4.69 | 0 | 29.34 | 29.9 | 7.01 | 22.89 | 13.7 | 1000 | 925.5 | 0.0948 | 0 | 0.966 | 0.2958
Kadmat | 2025-05-23 21:00 | 5 | 143 | 21 | 4.34 | 0 | 28.97 | 29.86 | 7.01 | 22.85 | 11.12 | 1000 | 855.7 | 0.0715 | 0 | 0.966 | 0.2403
Kadmat | 2025-05-23 22:00 | 5 | 143 | 22 | 4.18 | 0 | 28.66 | 29.82 | 7.01 | 22.81 | 11.31 | 1000 | 715.4 | 0.0616 | 0 | 0.966 | 0.2443
Kadmat | 2025-05-23 23:00 | 5 | 143 | 23 | 4.01 | 0 | 28.14 | 29.78 | 7.01 | 22.77 | 11.57 | 1000 | 617.7 | 0.0508 | 0 | 0.966 | 0.25
Kadmat | 2025-05-24 00:00 | 5 | 144 | 0 | 3.99 | 0 | 27.91 | 29.75 | 7.01 | 22.74 | 11.73 | 1000 | 509.1 | 0.05 | 0 | 0.966 | 0.2534
Kadmat | 2025-05-24 01:00 | 5 | 144 | 1 | 3.1 | 0 | 27.85 | 29.72 | 7.01 | 22.71 | 10.71 | 1000 | 481.2 | 0.0127 | 0 | 0.966 | 0.2313
Kadmat | 2025-05-24 02:00 | 5 | 144 | 2 | 2.27 | 0 | 27.62 | 29.71 | 7.01 | 22.69 | 10.76 | 1000 | 475.4 | 0 | 0 | 0.966 | 0.2325
Kadmat | 2025-05-24 03:00 | 5 | 144 | 3 | 2.35 | 0 | 27.63 | 29.7 | 7.01 | 22.69 | 11.99 | 1000 | 431.1 | 0 | 0 | 0.966 | 0.2589
Kadmat | 2025-05-24 04:00 | 5 | 144 | 4 | 2.74 | 0 | 27.95 | 29.7 | 7.01 | 22.69 | 11.44 | 1000 | 438.4 | 0.0043 | 0 | 0.966 | 0.2471
Kadmat | 2025-05-24 05:00 | 5 | 144 | 5 | 2.85 | 0 | 28.15 | 29.72 | 7.01 | 22.7 | 11.23 | 1000 | 507.1 | 0.0063 | 0 | 0.966 | 0.2426
Kadmat | 2025-05-24 06:00 | 5 | 144 | 6 | 3.2 | 13.2 | 28.21 | 29.74 | 7.01 | 22.73 | 12.64 | 1000 | 581.2 | 0.0161 | 0.0106 | 0.966 | 0.2731
Kadmat | 2025-05-24 07:00 | 5 | 144 | 7 | 3.29 | 241.9 | 28.69 | 29.77 | 7.01 | 22.76 | 12.92 | 1000 | 616.3 | 0.0193 | 0.1918 | 0.966 | 0.2792
Kadmat | 2025-05-24 08:00 | 5 | 144 | 8 | 3.43 | 406.4 | 29.03 | 29.8 | 7.01 | 22.79 | 13.22 | 1000 | 685.7 | 0.0243 | 0.3181 | 0.966 | 0.2856
Kadmat | 2025-05-24 09:00 | 5 | 144 | 9 | 3.29 | 621.1 | 29.61 | 29.84 | 7.01 | 22.83 | 12.02 | 1000 | 707.3 | 0.0196 | 0.4778 | 0.966 | 0.2596
Kadmat | 2025-05-24 10:00 | 5 | 144 | 10 | 3.25 | 758.9 | 30.13 | 29.88 | 7.01 | 22.86 | 12.57 | 1000 | 718 | 0.0182 | 0.5768 | 0.966 | 0.2714
Kadmat | 2025-05-24 11:00 | 5 | 144 | 11 | 2.89 | 977.5 | 30.47 | 29.91 | 7.01 | 22.9 | 13.54 | 1000 | 740.1 | 0.007 | 0.7302 | 0.966 | 0.2925
Kadmat | 2025-05-24 12:00 | 5 | 144 | 12 | 3.26 | 807.9 | 30.69 | 29.94 | 7.01 | 22.93 | 13.22 | 1000 | 768.6 | 0.0184 | 0.6106 | 0.966 | 0.2856
Kadmat | 2025-05-24 13:00 | 5 | 144 | 13 | 3.53 | 798 | 30.91 | 29.96 | 7.01 | 22.95 | 12.99 | 1000 | 699.9 | 0.0286 | 0.6031 | 0.966 | 0.2805
Kadmat | 2025-05-24 14:00 | 5 | 144 | 14 | 3.68 | 773.4 | 30.71 | 29.98 | 7.01 | 22.96 | 12 | 1000 | 681.2 | 0.0353 | 0.586 | 0.966 | 0.2591
Kadmat | 2025-05-24 15:00 | 5 | 144 | 15 | 3.79 | 601.5 | 30.54 | 29.98 | 7.01 | 22.97 | 11.2 | 1000 | 700.4 | 0.0407 | 0.4618 | 0.966 | 0.2419
Kadmat | 2025-05-24 16:00 | 5 | 144 | 16 | 2.93 | 482.7 | 30.48 | 29.97 | 7.01 | 22.96 | 13.54 | 1000 | 771.9 | 0.0078 | 0.3739 | 0.966 | 0.2924
Kadmat | 2025-05-24 17:00 | 5 | 144 | 17 | 2.41 | 290.5 | 30.41 | 29.96 | 7.01 | 22.94 | 13.89 | 1000 | 843.6 | 0 | 0.2281 | 0.966 | 0.2999
Kadmat | 2025-05-24 18:00 | 5 | 144 | 18 | 2.07 | 48 | 30.07 | 29.93 | 7.01 | 22.92 | 15.42 | 1000 | 894.9 | 0 | 0.0384 | 0.966 | 0.3331
Kadmat | 2025-05-24 19:00 | 5 | 144 | 19 | 2.02 | 0 | 29.61 | 29.9 | 7.01 | 22.89 | 14.67 | 1000 | 955.8 | 0 | 0 | 0.966 | 0.3168
Kadmat | 2025-05-24 20:00 | 5 | 144 | 20 | 1.87 | 0 | 29.42 | 29.86 | 7.01 | 22.85 | 15.23 | 1000 | 949.5 | 0 | 0 | 0.966 | 0.3289
Kadmat | 2025-05-24 21:00 | 5 | 144 | 21 | 1.61 | 0 | 28.86 | 29.82 | 7.01 | 22.81 | 17.42 | 1000 | 854.1 | 0 | 0 | 0.966 | 0.3763
Kadmat | 2025-05-24 22:00 | 5 | 144 | 22 | 1.7 | 0 | 28.59 | 29.78 | 7.01 | 22.77 | 18.04 | 1000 | 736.5 | 0 | 0 | 0.966 | 0.3897
Kadmat | 2025-05-24 23:00 | 5 | 144 | 23 | 2.08 | 0 | 28.18 | 29.74 | 7.01 | 22.73 | 18.22 | 1000 | 608.1 | 0 | 0 | 0.966 | 0.3936
Kadmat | 2025-05-25 00:00 | 5 | 145 | 0 | 1.75 | 0 | 27.97 | 29.71 | 7.01 | 22.7 | 16.97 | 1000 | 513.6 | 0 | 0 | 0.966 | 0.3665
Kadmat | 2025-05-25 01:00 | 5 | 145 | 1 | 1.85 | 0 | 27.94 | 29.68 | 7.01 | 22.67 | 15.24 | 1000 | 497.5 | 0 | 0 | 0.966 | 0.3293
Kadmat | 2025-05-25 02:00 | 5 | 145 | 2 | 1.47 | 0 | 28.08 | 29.67 | 7.01 | 22.65 | 15.51 | 1000 | 456 | 0 | 0 | 0.966 | 0.3351
Kadmat | 2025-05-25 03:00 | 5 | 145 | 3 | 2.02 | 0 | 27.98 | 29.66 | 7.01 | 22.65 | 14.57 | 1000 | 447 | 0 | 0 | 0.966 | 0.3146
Kadmat | 2025-05-25 04:00 | 5 | 145 | 4 | 2.42 | 0 | 28.07 | 29.66 | 7.01 | 22.65 | 15.72 | 1000 | 448.2 | 0 | 0 | 0.966 | 0.3396
Kadmat | 2025-05-25 05:00 | 5 | 145 | 5 | 2.43 | 0 | 28.5 | 29.68 | 7.01 | 22.66 | 15.68 | 1000 | 508.7 | 0 | 0 | 0.966 | 0.3387
Kadmat | 2025-05-25 06:00 | 5 | 145 | 6 | 2.73 | 13.3 | 28.94 | 29.7 | 7.01 | 22.69 | 15.83 | 1000 | 610.3 | 0.0042 | 0.0107 | 0.966 | 0.3418
Kadmat | 2025-05-25 07:00 | 5 | 145 | 7 | 2.47 | 232.3 | 29 | 29.73 | 7.01 | 22.71 | 16.08 | 1000 | 649.7 | 0 | 0.1841 | 0.966 | 0.3473
Kadmat | 2025-05-25 08:00 | 5 | 145 | 8 | 2.49 | 354 | 29.51 | 29.76 | 7.01 | 22.75 | 15.92 | 1000 | 666.7 | 0 | 0.2776 | 0.966 | 0.3439
Kadmat | 2025-05-25 09:00 | 5 | 145 | 9 | 2.41 | 614 | 30.13 | 29.8 | 7.01 | 22.79 | 16.91 | 1000 | 687.9 | 0 | 0.4717 | 0.966 | 0.3653
Kadmat | 2025-05-25 10:00 | 5 | 145 | 10 | 2.28 | 737.6 | 30.3 | 29.84 | 7.01 | 22.82 | 18.05 | 1000 | 714.7 | 0 | 0.5612 | 0.966 | 0.3899
Kadmat | 2025-05-25 11:00 | 5 | 145 | 11 | 2.15 | 750.3 | 30.54 | 29.87 | 7.01 | 22.86 | 19.68 | 1000 | 764.8 | 0 | 0.5698 | 0.966 | 0.4251
Kadmat | 2025-05-25 12:00 | 5 | 145 | 12 | 2.34 | 871 | 30.95 | 29.9 | 7.01 | 22.89 | 21.81 | 1000 | 768.7 | 0 | 0.6547 | 0.966 | 0.471
Kadmat | 2025-05-25 13:00 | 5 | 145 | 13 | 2.58 | 737.8 | 31.03 | 29.92 | 7.01 | 22.91 | 24.31 | 1000 | 710 | 0.0014 | 0.5598 | 0.966 | 0.5252
Kadmat | 2025-05-25 14:00 | 5 | 145 | 14 | 2.75 | 741.9 | 31.17 | 29.94 | 7.01 | 22.92 | 22.3 | 1000 | 738.7 | 0.0045 | 0.5625 | 0.966 | 0.4817
Kadmat | 2025-05-25 15:00 | 5 | 145 | 15 | 3.16 | 574.8 | 31.13 | 29.94 | 7.01 | 22.93 | 24 | 1000 | 744.7 | 0.0147 | 0.4412 | 0.966 | 0.5184
Kadmat | 2025-05-25 16:00 | 5 | 145 | 16 | 4.04 | 467.3 | 31.02 | 29.93 | 7.02 | 22.92 | 24.45 | 1000 | 732.6 | 0.0526 | 0.3616 | 0.966 | 0.528
Kadmat | 2025-05-25 17:00 | 5 | 145 | 17 | 3.06 | 214.8 | 30.94 | 29.92 | 7.02 | 22.9 | 23.54 | 1000 | 835.9 | 0.0112 | 0.1693 | 0.966 | 0.5085
Kadmat | 2025-05-25 18:00 | 5 | 145 | 18 | 2.25 | 49.3 | 30.56 | 29.89 | 7.02 | 22.88 | 23.2 | 1000 | 882.3 | 0 | 0.0393 | 0.966 | 0.5011
Kadmat | 2025-05-25 19:00 | 5 | 145 | 19 | 3.15 | 0 | 30.2 | 29.86 | 7.02 | 22.84 | 24.27 | 1000 | 951.7 | 0.0144 | 0 | 0.966 | 0.5241
Kadmat | 2025-05-25 20:00 | 5 | 145 | 20 | 3.58 | 0 | 29.72 | 29.82 | 7.02 | 22.81 | 21.92 | 1000 | 957.2 | 0.0306 | 0 | 0.966 | 0.4734
Kadmat | 2025-05-25 21:00 | 5 | 145 | 21 | 3.12 | 0 | 29.4 | 29.78 | 7.02 | 22.77 | 20.71 | 1000 | 860.9 | 0.0134 | 0 | 0.966 | 0.4473
Kadmat | 2025-05-25 22:00 | 5 | 145 | 22 | 2.86 | 0 | 29.2 | 29.74 | 7.02 | 22.73 | 21.95 | 1000 | 706.7 | 0.0065 | 0 | 0.966 | 0.4742
Kadmat | 2025-05-25 23:00 | 5 | 145 | 23 | 2.34 | 0 | 28.8 | 29.7 | 7.02 | 22.69 | 18.61 | 1000 | 589.3 | 0 | 0 | 0.966 | 0.402
Kadmat | 2025-05-26 00:00 | 5 | 146 | 0 | 3.06 | 0 | 28.67 | 29.67 | 7.02 | 22.65 | 20.26 | 1000 | 494 | 0.0112 | 0 | 0.966 | 0.4377
Kadmat | 2025-05-26 01:00 | 5 | 146 | 1 | 2.32 | 0 | 28.46 | 29.64 | 7.02 | 22.63 | 18.92 | 1000 | 464.1 | 0 | 0 | 0.966 | 0.4087
Kadmat | 2025-05-26 02:00 | 5 | 146 | 2 | 2.42 | 0 | 28.3 | 29.63 | 7.02 | 22.61 | 20.02 | 1000 | 466.7 | 0 | 0 | 0.966 | 0.4325
Kadmat | 2025-05-26 03:00 | 5 | 146 | 3 | 2.15 | 0 | 28.31 | 29.62 | 7.02 | 22.61 | 18.23 | 1000 | 451.1 | 0 | 0 | 0.966 | 0.3937
Kadmat | 2025-05-26 04:00 | 5 | 146 | 4 | 1.88 | 0 | 28.29 | 29.62 | 7.02 | 22.61 | 15.19 | 1000 | 449.6 | 0 | 0 | 0.966 | 0.328
Kadmat | 2025-05-26 05:00 | 5 | 146 | 5 | 1.9 | 0 | 28.3 | 29.64 | 7.02 | 22.62 | 13.32 | 1000 | 504.9 | 0 | 0 | 0.966 | 0.2878
Kadmat | 2025-05-26 06:00 | 5 | 146 | 6 | 1.95 | 11.7 | 28.61 | 29.66 | 7.02 | 22.64 | 11.64 | 1000 | 554.2 | 0 | 0.0094 | 0.966 | 0.2514
Kadmat | 2025-05-26 07:00 | 5 | 146 | 7 | 2.54 | 179 | 29.01 | 29.69 | 7.02 | 22.67 | 11.97 | 1000 | 633 | 0.0008 | 0.1424 | 0.966 | 0.2586
Kadmat | 2025-05-26 08:00 | 5 | 146 | 8 | 2.32 | 421.6 | 29.54 | 29.72 | 7.02 | 22.71 | 11.49 | 1000 | 700.3 | 0 | 0.3291 | 0.966 | 0.2481
Kadmat | 2025-05-26 09:00 | 5 | 146 | 9 | 2.96 | 559.5 | 29.88 | 29.76 | 7.02 | 22.75 | 12.65 | 1000 | 693.6 | 0.0082 | 0.4319 | 0.966 | 0.2733
Kadmat | 2025-05-26 10:00 | 5 | 146 | 10 | 2.05 | 587.2 | 30.04 | 29.8 | 7.02 | 22.78 | 12.74 | 1000 | 760.8 | 0 | 0.4521 | 0.966 | 0.2752
Kadmat | 2025-05-26 11:00 | 5 | 146 | 11 | 1.34 | 689.5 | 30.21 | 29.83 | 7.02 | 22.82 | 11.91 | 1000 | 727.8 | 0 | 0.5266 | 0.966 | 0.2573
Kadmat | 2025-05-26 12:00 | 5 | 146 | 12 | 1.51 | 867.7 | 30.23 | 29.86 | 7.02 | 22.85 | 11.5 | 1000 | 785 | 0 | 0.6541 | 0.966 | 0.2484
Kadmat | 2025-05-26 13:00 | 5 | 146 | 13 | 1.34 | 789.7 | 30.54 | 29.88 | 7.02 | 22.87 | 11.39 | 1000 | 769.4 | 0 | 0.598 | 0.966 | 0.246
Kadmat | 2025-05-26 14:00 | 5 | 146 | 14 | 1.64 | 754.6 | 30.6 | 29.9 | 7.02 | 22.88 | 9.78 | 1000 | 713 | 0 | 0.5728 | 0.966 | 0.2113
Kadmat | 2025-05-26 15:00 | 5 | 146 | 15 | 1.64 | 553.7 | 30.76 | 29.9 | 7.02 | 22.89 | 10.2 | 1000 | 743.3 | 0 | 0.4262 | 0.966 | 0.2203
Kadmat | 2025-05-26 16:00 | 5 | 146 | 16 | 1.55 | 444.9 | 30.57 | 29.89 | 7.02 | 22.88 | 11.33 | 1000 | 718 | 0 | 0.3454 | 0.966 | 0.2447
Kadmat | 2025-05-26 17:00 | 5 | 146 | 17 | 1.91 | 210 | 30.44 | 29.88 | 7.02 | 22.86 | 12.59 | 1000 | 842.1 | 0 | 0.1658 | 0.966 | 0.2719
Kadmat | 2025-05-26 18:00 | 5 | 146 | 18 | 2.1 | 41.2 | 30.39 | 29.85 | 7.02 | 22.84 | 11.67 | 1000 | 910.1 | 0 | 0.0329 | 0.966 | 0.2521
Kadmat | 2025-05-26 19:00 | 5 | 146 | 19 | 2.42 | 0 | 30.01 | 29.82 | 7.02 | 22.8 | 10.88 | 1000 | 977.6 | 0 | 0 | 0.966 | 0.2351
Kadmat | 2025-05-26 20:00 | 5 | 146 | 20 | 2.6 | 0 | 29.77 | 29.78 | 7.02 | 22.77 | 10.47 | 1000 | 920.9 | 0.0018 | 0 | 0.966 | 0.2262
Kadmat | 2025-05-26 21:00 | 5 | 146 | 21 | 2.37 | 0 | 29.37 | 29.74 | 7.02 | 22.72 | 10.24 | 1000 | 862.7 | 0 | 0 | 0.966 | 0.2212
Kadmat | 2025-05-26 22:00 | 5 | 146 | 22 | 2.39 | 0 | 29.05 | 29.7 | 7.02 | 22.68 | 10.35 | 1000 | 725.1 | 0 | 0 | 0.966 | 0.2236
Kadmat | 2025-05-26 23:00 | 5 | 146 | 23 | 3.37 | 0 | 28.59 | 29.66 | 7.02 | 22.65 | 11.41 | 1000 | 586.9 | 0.0221 | 0 | 0.966 | 0.2465
Kadmat | 2025-05-27 00:00 | 5 | 147 | 0 | 3.42 | 0 | 28.33 | 29.63 | 7.02 | 22.61 | 10.08 | 1000 | 518.6 | 0.024 | 0 | 0.966 | 0.2178
Kadmat | 2025-05-27 01:00 | 5 | 147 | 1 | 2.44 | 0 | 28.19 | 29.61 | 7.02 | 22.59 | 10.54 | 1000 | 517.2 | 0 | 0 | 0.966 | 0.2277
Kadmat | 2025-05-27 02:00 | 5 | 147 | 2 | 2.91 | 0 | 28.28 | 29.59 | 7.02 | 22.57 | 10.57 | 1000 | 471.4 | 0.0073 | 0 | 0.966 | 0.2284
Kadmat | 2025-05-27 03:00 | 5 | 147 | 3 | 3.06 | 0 | 28.34 | 29.58 | 7.02 | 22.56 | 10.02 | 1000 | 482 | 0.011 | 0 | 0.966 | 0.2164
Kadmat | 2025-05-27 04:00 | 5 | 147 | 4 | 3.42 | 0 | 28.49 | 29.59 | 7.02 | 22.57 | 8.84 | 1000 | 461.6 | 0.024 | 0 | 0.966 | 0.1909
Kadmat | 2025-05-27 05:00 | 5 | 147 | 5 | 3.69 | 0 | 28.76 | 29.6 | 7.02 | 22.58 | 8.83 | 1000 | 500.5 | 0.0357 | 0 | 0.966 | 0.1906
Kadmat | 2025-05-27 06:00 | 5 | 147 | 6 | 3.96 | 11.7 | 29.23 | 29.62 | 7.02 | 22.6 | 9.56 | 1000 | 581.6 | 0.0484 | 0.0094 | 0.966 | 0.2064
Kadmat | 2025-05-27 07:00 | 5 | 147 | 7 | 3.68 | 193.5 | 29.64 | 29.65 | 7.02 | 22.63 | 10.36 | 1000 | 639.3 | 0.0355 | 0.1535 | 0.966 | 0.2237
Kadmat | 2025-05-27 08:00 | 5 | 147 | 8 | 3.57 | 361 | 30.05 | 29.68 | 7.02 | 22.67 | 9.17 | 1000 | 638.3 | 0.0305 | 0.2825 | 0.966 | 0.1982
Kadmat | 2025-05-27 09:00 | 5 | 147 | 9 | 4.07 | 571.7 | 30.44 | 29.72 | 7.02 | 22.7 | 9.83 | 1000 | 716.6 | 0.0547 | 0.44 | 0.966 | 0.2122
Kadmat | 2025-05-27 10:00 | 5 | 147 | 10 | 4.24 | 694 | 30.72 | 29.76 | 7.02 | 22.74 | 9 | 1000 | 727 | 0.065 | 0.5288 | 0.966 | 0.1944
Kadmat | 2025-05-27 11:00 | 5 | 147 | 11 | 4.57 | 740.7 | 31.06 | 29.79 | 7.02 | 22.78 | 9.92 | 1000 | 741.4 | 0.0858 | 0.5618 | 0.966 | 0.2144
Kadmat | 2025-05-27 12:00 | 5 | 147 | 12 | 4 | 795.6 | 31.46 | 29.82 | 7.02 | 22.81 | 11.02 | 1000 | 715.2 | 0.0507 | 0.6001 | 0.966 | 0.2381
Kadmat | 2025-05-27 13:00 | 5 | 147 | 13 | 4.35 | 769.1 | 31.45 | 29.85 | 7.02 | 22.83 | 10.18 | 1000 | 728.5 | 0.072 | 0.5813 | 0.966 | 0.2199
Kadmat | 2025-05-27 14:00 | 5 | 147 | 14 | 3.78 | 698.8 | 31.36 | 29.86 | 7.02 | 22.84 | 10.54 | 1000 | 728.7 | 0.0399 | 0.5311 | 0.966 | 0.2277
Kadmat | 2025-05-27 15:00 | 5 | 147 | 15 | 4.63 | 604.3 | 31.07 | 29.86 | 7.02 | 22.84 | 10.69 | 1000 | 700.9 | 0.0901 | 0.4629 | 0.966 | 0.2309
Kadmat | 2025-05-27 16:00 | 5 | 147 | 16 | 4.57 | 323.7 | 30.9 | 29.86 | 7.02 | 22.84 | 8.96 | 1000 | 731.1 | 0.0858 | 0.2532 | 0.966 | 0.1935
Kadmat | 2025-05-27 17:00 | 5 | 147 | 17 | 6.43 | 208.3 | 30.71 | 29.84 | 7.02 | 22.82 | 8.91 | 1000 | 878.8 | 0.2564 | 0.1643 | 0.966 | 0.1925
Kadmat | 2025-05-27 18:00 | 5 | 147 | 18 | 7.67 | 32.6 | 30.38 | 29.81 | 7.02 | 22.8 | 10.14 | 1000 | 916.9 | 0.4279 | 0.0261 | 0.966 | 0.219
Kadmat | 2025-05-27 19:00 | 5 | 147 | 19 | 9.36 | 0 | 29.93 | 29.78 | 7.02 | 22.76 | 10.79 | 1000 | 996.3 | 0.6952 | 0 | 0.966 | 0.233
Kadmat | 2025-05-27 20:00 | 5 | 147 | 20 | 8.56 | 0 | 29.73 | 29.74 | 7.02 | 22.72 | 10.84 | 1000 | 942.9 | 0.573 | 0 | 0.966 | 0.234
Kadmat | 2025-05-27 21:00 | 5 | 147 | 21 | 8.36 | 0 | 29.27 | 29.7 | 7.02 | 22.68 | 11.55 | 1000 | 785.7 | 0.5399 | 0 | 0.966 | 0.2494
Kadmat | 2025-05-27 22:00 | 5 | 147 | 22 | 7.58 | 0 | 28.73 | 29.66 | 7.02 | 22.64 | 10.5 | 1000 | 743 | 0.4146 | 0 | 0.966 | 0.2268
Kadmat | 2025-05-27 23:00 | 5 | 147 | 23 | 6.65 | 0 | 28.13 | 29.62 | 7.02 | 22.61 | 9.4 | 1000 | 583.8 | 0.2837 | 0 | 0.966 | 0.2031
Kadmat | 2025-05-28 00:00 | 5 | 148 | 0 | 6.65 | 0 | 27.93 | 29.59 | 7.02 | 22.57 | 9.32 | 1000 | 496.5 | 0.2846 | 0 | 0.966 | 0.2014
Kadmat | 2025-05-28 01:00 | 5 | 148 | 1 | 6.88 | 0 | 27.87 | 29.57 | 7.02 | 22.55 | 9.45 | 1000 | 484.5 | 0.3144 | 0 | 0.966 | 0.204
Kadmat | 2025-05-28 02:00 | 5 | 148 | 2 | 6.75 | 0 | 27.68 | 29.55 | 7.02 | 22.53 | 8.32 | 1000 | 485.9 | 0.2976 | 0 | 0.966 | 0.1797
Kadmat | 2025-05-28 03:00 | 5 | 148 | 3 | 5.33 | 0 | 27.73 | 29.54 | 7.02 | 22.52 | 8.94 | 1000 | 456 | 0.1442 | 0 | 0.966 | 0.193
Kadmat | 2025-05-28 04:00 | 5 | 148 | 4 | 4.73 | 0 | 27.92 | 29.55 | 7.02 | 22.53 | 9.59 | 1000 | 454.8 | 0.0979 | 0 | 0.966 | 0.2071
Kadmat | 2025-05-28 05:00 | 5 | 148 | 5 | 6.12 | 0 | 28.11 | 29.56 | 7.02 | 22.54 | 10.75 | 1000 | 473.2 | 0.221 | 0 | 0.966 | 0.2321
Kadmat | 2025-05-28 06:00 | 5 | 148 | 6 | 6.08 | 12.4 | 28.31 | 29.58 | 7.02 | 22.56 | 11.9 | 1000 | 585.7 | 0.2156 | 0.01 | 0.966 | 0.2571
Kadmat | 2025-05-28 07:00 | 5 | 148 | 7 | 6.31 | 220.9 | 28.89 | 29.61 | 7.02 | 22.59 | 11.3 | 1000 | 663.8 | 0.2432 | 0.1753 | 0.966 | 0.2441
Kadmat | 2025-05-28 08:00 | 5 | 148 | 8 | 5.96 | 421.2 | 29.46 | 29.65 | 7.02 | 22.63 | 12.75 | 1000 | 678.1 | 0.2034 | 0.3289 | 0.966 | 0.2754
Kadmat | 2025-05-28 09:00 | 5 | 148 | 9 | 5.53 | 602.2 | 29.62 | 29.68 | 7.02 | 22.66 | 11.87 | 1000 | 689.6 | 0.1611 | 0.4639 | 0.966 | 0.2564
Kadmat | 2025-05-28 10:00 | 5 | 148 | 10 | 5.23 | 801.5 | 30.07 | 29.72 | 7.02 | 22.7 | 11.01 | 1000 | 708.7 | 0.1364 | 0.6075 | 0.966 | 0.2379
Kadmat | 2025-05-28 11:00 | 5 | 148 | 11 | 4.63 | 863.2 | 30.63 | 29.75 | 7.02 | 22.73 | 10.64 | 1000 | 713.8 | 0.0905 | 0.6499 | 0.966 | 0.2299
Kadmat | 2025-05-28 12:00 | 5 | 148 | 12 | 5.03 | 855 | 30.9 | 29.78 | 7.02 | 22.76 | 10.59 | 1000 | 760.5 | 0.1191 | 0.6435 | 0.966 | 0.2288
Kadmat | 2025-05-28 13:00 | 5 | 148 | 13 | 5.63 | 816.6 | 31.16 | 29.81 | 7.02 | 22.79 | 9.59 | 1000 | 763.3 | 0.1714 | 0.6157 | 0.966 | 0.2071
Kadmat | 2025-05-28 14:00 | 5 | 148 | 14 | 5.3 | 846.6 | 31.21 | 29.82 | 7.02 | 22.8 | 9.73 | 1000 | 758.6 | 0.1415 | 0.6368 | 0.966 | 0.2101
Kadmat | 2025-05-28 15:00 | 5 | 148 | 15 | 4.59 | 619.3 | 31.2 | 29.82 | 7.02 | 22.8 | 9.64 | 1000 | 719 | 0.0874 | 0.4737 | 0.966 | 0.2083
Kadmat | 2025-05-28 16:00 | 5 | 148 | 16 | 5.11 | 526.6 | 31.28 | 29.82 | 7.02 | 22.8 | 9.87 | 1000 | 712.5 | 0.1264 | 0.4053 | 0.966 | 0.2132
Kadmat | 2025-05-28 17:00 | 5 | 148 | 17 | 4.76 | 266.9 | 31.07 | 29.8 | 7.02 | 22.78 | 9.58 | 1000 | 812.2 | 0.1001 | 0.2094 | 0.966 | 0.207
Kadmat | 2025-05-28 18:00 | 5 | 148 | 18 | 4.22 | 45.9 | 30.72 | 29.77 | 7.02 | 22.75 | 10.05 | 1000 | 940.3 | 0.0639 | 0.0366 | 0.966 | 0.217
Kadmat | 2025-05-28 19:00 | 5 | 148 | 19 | 4.52 | 0 | 30.42 | 29.74 | 7.02 | 22.72 | 9.02 | 1000 | 905.8 | 0.0824 | 0 | 0.966 | 0.1948
Kadmat | 2025-05-28 20:00 | 5 | 148 | 20 | 4.7 | 0 | 29.92 | 29.7 | 7.02 | 22.68 | 9.23 | 1000 | 915.2 | 0.0953 | 0 | 0.966 | 0.1993
Kadmat | 2025-05-28 21:00 | 5 | 148 | 21 | 4.94 | 0 | 29.34 | 29.66 | 7.02 | 22.64 | 8.63 | 1000 | 834.5 | 0.1124 | 0 | 0.966 | 0.1863
Kadmat | 2025-05-28 22:00 | 5 | 148 | 22 | 4.22 | 0 | 29.01 | 29.62 | 7.02 | 22.6 | 7.98 | 1000 | 739.9 | 0.064 | 0 | 0.966 | 0.1723
Kadmat | 2025-05-28 23:00 | 5 | 148 | 23 | 4.6 | 0 | 28.6 | 29.58 | 7.02 | 22.56 | 8.52 | 1000 | 603.3 | 0.0882 | 0 | 0.966 | 0.1839
Kadmat | 2025-05-29 00:00 | 5 | 149 | 0 | 4.81 | 0 | 28.29 | 29.55 | 7.02 | 22.53 | 8.3 | 1000 | 482 | 0.1036 | 0 | 0.966 | 0.1794
Kadmat | 2025-05-29 01:00 | 5 | 149 | 1 | 3.8 | 0 | 28.17 | 29.53 | 7.02 | 22.51 | 8.55 | 1000 | 497.8 | 0.0413 | 0 | 0.966 | 0.1848
Kadmat | 2025-05-29 02:00 | 5 | 149 | 2 | 3.08 | 0 | 28.02 | 29.51 | 7.02 | 22.49 | 8.52 | 1000 | 450.6 | 0.0118 | 0 | 0.966 | 0.184
Kadmat | 2025-05-29 03:00 | 5 | 149 | 3 | 3.03 | 0 | 28.09 | 29.5 | 7.02 | 22.48 | 8.53 | 1000 | 469.2 | 0.01 | 0 | 0.966 | 0.1843
Kadmat | 2025-05-29 04:00 | 5 | 149 | 4 | 2.91 | 0 | 28.17 | 29.51 | 7.02 | 22.49 | 8.37 | 1000 | 456.2 | 0.0074 | 0 | 0.966 | 0.1807
Kadmat | 2025-05-29 05:00 | 5 | 149 | 5 | 3.55 | 0 | 28.38 | 29.52 | 7.02 | 22.5 | 7.85 | 1000 | 522.9 | 0.0294 | 0 | 0.966 | 0.1696
Kadmat | 2025-05-29 06:00 | 5 | 149 | 6 | 3.71 | 10 | 28.73 | 29.54 | 7.02 | 22.52 | 8.36 | 1000 | 580.9 | 0.0367 | 0.0081 | 0.966 | 0.1806
Kadmat | 2025-05-29 07:00 | 5 | 149 | 7 | 4.64 | 188.5 | 29.12 | 29.57 | 7.02 | 22.55 | 7.62 | 1000 | 624.4 | 0.0913 | 0.1498 | 0.966 | 0.1645
Kadmat | 2025-05-29 08:00 | 5 | 149 | 8 | 4.54 | 307 | 29.47 | 29.61 | 7.02 | 22.59 | 8.21 | 1000 | 673.4 | 0.0836 | 0.2417 | 0.966 | 0.1773
Kadmat | 2025-05-29 09:00 | 5 | 149 | 9 | 4.07 | 503.6 | 29.88 | 29.64 | 7.02 | 22.62 | 8.27 | 1000 | 681.8 | 0.0546 | 0.3903 | 0.966 | 0.1785
Kadmat | 2025-05-29 10:00 | 5 | 149 | 10 | 4.11 | 646 | 30.3 | 29.68 | 7.02 | 22.66 | 8.44 | 1000 | 775.8 | 0.0569 | 0.4948 | 0.966 | 0.1822
Kadmat | 2025-05-29 11:00 | 5 | 149 | 11 | 4.9 | 632 | 30.69 | 29.72 | 7.02 | 22.69 | 9.45 | 1000 | 742.3 | 0.1095 | 0.4838 | 0.966 | 0.204
Kadmat | 2025-05-29 12:00 | 5 | 149 | 12 | 5.52 | 623 | 30.79 | 29.74 | 7.02 | 22.72 | 9.25 | 1000 | 735 | 0.1601 | 0.4771 | 0.966 | 0.1999
Kadmat | 2025-05-29 13:00 | 5 | 149 | 13 | 5.95 | 627.4 | 31.07 | 29.77 | 7.02 | 22.75 | 8.17 | 1000 | 695.8 | 0.2017 | 0.4798 | 0.966 | 0.1764
Kadmat | 2025-05-29 14:00 | 5 | 149 | 14 | 5.59 | 614 | 31.23 | 29.78 | 7.02 | 22.76 | 9.09 | 1000 | 707.4 | 0.1667 | 0.4697 | 0.966 | 0.1962
Kadmat | 2025-05-29 15:00 | 5 | 149 | 15 | 4.85 | 475 | 31.11 | 29.78 | 7.02 | 22.76 | 9.42 | 1000 | 706 | 0.1062 | 0.3672 | 0.966 | 0.2036
Kadmat | 2025-05-29 16:00 | 5 | 149 | 16 | 4.02 | 310.9 | 30.79 | 29.78 | 7.02 | 22.76 | 8.53 | 1000 | 735.9 | 0.0517 | 0.2435 | 0.966 | 0.1843
Kadmat | 2025-05-29 17:00 | 5 | 149 | 17 | 4.36 | 208.4 | 30.57 | 29.76 | 7.02 | 22.74 | 7.66 | 1000 | 861.3 | 0.0723 | 0.1645 | 0.966 | 0.1654
Kadmat | 2025-05-29 18:00 | 5 | 149 | 18 | 5.24 | 34.7 | 30.31 | 29.73 | 7.02 | 22.71 | 7.55 | 1000 | 881.1 | 0.137 | 0.0278 | 0.966 | 0.163
Kadmat | 2025-05-29 19:00 | 5 | 149 | 19 | 5.14 | 0 | 29.9 | 29.7 | 7.02 | 22.68 | 7.38 | 1000 | 935.8 | 0.1288 | 0 | 0.966 | 0.1593
Kadmat | 2025-05-29 20:00 | 5 | 149 | 20 | 4.89 | 0 | 29.49 | 29.66 | 7.02 | 22.64 | 7.82 | 1000 | 911.1 | 0.109 | 0 | 0.966 | 0.169
Kadmat | 2025-05-29 21:00 | 5 | 149 | 21 | 4.27 | 0 | 28.92 | 29.62 | 7.02 | 22.6 | 8.27 | 1000 | 832 | 0.0672 | 0 | 0.966 | 0.1787
Kadmat | 2025-05-29 22:00 | 5 | 149 | 22 | 5.33 | 0 | 28.38 | 29.58 | 7.02 | 22.56 | 9.3 | 1000 | 728.5 | 0.144 | 0 | 0.966 | 0.2009
Kadmat | 2025-05-29 23:00 | 5 | 149 | 23 | 4.19 | 0 | 28.18 | 29.55 | 7.02 | 22.52 | 9 | 1000 | 593 | 0.0618 | 0 | 0.966 | 0.1944
Kadmat | 2025-05-30 00:00 | 5 | 150 | 0 | 3.95 | 0 | 27.73 | 29.51 | 7.02 | 22.49 | 9.19 | 1000 | 502.4 | 0.0483 | 0 | 0.966 | 0.1985
Kadmat | 2025-05-30 01:00 | 5 | 150 | 1 | 3.4 | 0 | 27.44 | 29.49 | 7.02 | 22.47 | 8.84 | 1000 | 490.9 | 0.0233 | 0 | 0.966 | 0.1909
Kadmat | 2025-05-30 02:00 | 5 | 150 | 2 | 3.44 | 0 | 27.43 | 29.47 | 7.02 | 22.45 | 9.07 | 1000 | 481.9 | 0.025 | 0 | 0.966 | 0.196
Kadmat | 2025-05-30 03:00 | 5 | 150 | 3 | 3.86 | 0 | 27.35 | 29.46 | 7.02 | 22.44 | 8.73 | 1000 | 460.7 | 0.0439 | 0 | 0.966 | 0.1885
Kadmat | 2025-05-30 04:00 | 5 | 150 | 4 | 4.54 | 0 | 27.57 | 29.47 | 7.02 | 22.45 | 8.61 | 1000 | 461.8 | 0.0836 | 0 | 0.966 | 0.186
Kadmat | 2025-05-30 05:00 | 5 | 150 | 5 | 4.69 | 0 | 27.71 | 29.48 | 7.02 | 22.46 | 8.35 | 1000 | 499.8 | 0.0946 | 0 | 0.966 | 0.1804
Kadmat | 2025-05-30 06:00 | 5 | 150 | 6 | 5.07 | 11.1 | 28.3 | 29.5 | 7.02 | 22.48 | 8.04 | 1000 | 589.3 | 0.1224 | 0.0089 | 0.966 | 0.1736
Kadmat | 2025-05-30 07:00 | 5 | 150 | 7 | 5.6 | 175.4 | 28.7 | 29.53 | 7.02 | 22.51 | 7.75 | 1000 | 639.7 | 0.1676 | 0.1397 | 0.966 | 0.1675
Kadmat | 2025-05-30 08:00 | 5 | 150 | 8 | 6.44 | 330.2 | 29.26 | 29.57 | 7.02 | 22.54 | 7.7 | 1000 | 699.2 | 0.2582 | 0.2596 | 0.966 | 0.1664
Kadmat | 2025-05-30 09:00 | 5 | 150 | 9 | 7.41 | 448.5 | 29.79 | 29.6 | 7.02 | 22.58 | 7.16 | 1000 | 709.4 | 0.3882 | 0.3491 | 0.966 | 0.1547
Kadmat | 2025-05-30 10:00 | 5 | 150 | 10 | 6.43 | 627.2 | 30.48 | 29.64 | 7.02 | 22.62 | 6.87 | 1000 | 719.3 | 0.2568 | 0.4807 | 0.966 | 0.1484
Kadmat | 2025-05-30 11:00 | 5 | 150 | 11 | 7.08 | 707.7 | 30.92 | 29.68 | 7.02 | 22.65 | 6.67 | 1000 | 765.2 | 0.3413 | 0.5384 | 0.966 | 0.1441
Kadmat | 2025-05-30 12:00 | 5 | 150 | 12 | 7.09 | 654.7 | 31 | 29.71 | 7.02 | 22.68 | 7.27 | 1000 | 734.5 | 0.3431 | 0.4998 | 0.966 | 0.1571
Kadmat | 2025-05-30 13:00 | 5 | 150 | 13 | 6.54 | 626 | 30.96 | 29.73 | 7.02 | 22.7 | 8.09 | 1000 | 699.7 | 0.2701 | 0.479 | 0.966 | 0.1748
Kadmat | 2025-05-30 14:00 | 5 | 150 | 14 | 7.15 | 673.8 | 31.05 | 29.74 | 7.02 | 22.72 | 7.33 | 1000 | 720 | 0.3513 | 0.5136 | 0.966 | 0.1583
Kadmat | 2025-05-30 15:00 | 5 | 150 | 15 | 6.34 | 478.8 | 31.01 | 29.74 | 7.02 | 22.72 | 7.67 | 1000 | 679.3 | 0.2464 | 0.3702 | 0.966 | 0.1657
Kadmat | 2025-05-30 16:00 | 5 | 150 | 16 | 5.12 | 320 | 30.83 | 29.74 | 7.02 | 22.71 | 7.26 | 1000 | 771.3 | 0.1265 | 0.2504 | 0.966 | 0.1567
Kadmat | 2025-05-30 17:00 | 5 | 150 | 17 | 5.74 | 187.1 | 30.65 | 29.72 | 7.02 | 22.7 | 7.15 | 1000 | 812.9 | 0.1816 | 0.1479 | 0.966 | 0.1543
Kadmat | 2025-05-30 18:00 | 5 | 150 | 18 | 5.99 | 34.9 | 30.35 | 29.7 | 7.02 | 22.67 | 6.99 | 1000 | 910.2 | 0.2056 | 0.0279 | 0.966 | 0.151
Kadmat | 2025-05-30 19:00 | 5 | 150 | 19 | 6.25 | 0 | 29.97 | 29.66 | 7.02 | 22.64 | 7.25 | 1000 | 962.2 | 0.2357 | 0 | 0.966 | 0.1567
Kadmat | 2025-05-30 20:00 | 5 | 150 | 20 | 6.06 | 0 | 29.62 | 29.62 | 7.02 | 22.6 | 8.45 | 1000 | 870.1 | 0.2143 | 0 | 0.966 | 0.1824
Kadmat | 2025-05-30 21:00 | 5 | 150 | 21 | 4.78 | 0 | 29.22 | 29.58 | 7.02 | 22.56 | 7.51 | 1000 | 808 | 0.1014 | 0 | 0.966 | 0.1622
Kadmat | 2025-05-30 22:00 | 5 | 150 | 22 | 4.87 | 0 | 28.91 | 29.54 | 7.02 | 22.52 | 8.72 | 1000 | 662.9 | 0.108 | 0 | 0.966 | 0.1883
Kadmat | 2025-05-30 23:00 | 5 | 150 | 23 | 4.84 | 0 | 28.47 | 29.51 | 7.02 | 22.48 | 8.06 | 1000 | 630.5 | 0.1058 | 0 | 0.966 | 0.174
Kadmat | 2025-05-31 00:00 | 5 | 151 | 0 | 4.76 | 0 | 28.11 | 29.47 | 7.02 | 22.45 | 7.29 | 1000 | 515 | 0.0994 | 0 | 0.966 | 0.1574
Kadmat | 2025-05-31 01:00 | 5 | 151 | 1 | 4.82 | 0 | 28.09 | 29.45 | 7.02 | 22.42 | 7.15 | 1000 | 457.7 | 0.1042 | 0 | 0.966 | 0.1543
Kadmat | 2025-05-31 02:00 | 5 | 151 | 2 | 4.08 | 0 | 27.95 | 29.43 | 7.02 | 22.41 | 7.38 | 1000 | 486.4 | 0.0554 | 0 | 0.966 | 0.1593
Kadmat | 2025-05-31 03:00 | 5 | 151 | 3 | 3.75 | 0 | 28.17 | 29.42 | 7.02 | 22.4 | 6.96 | 1000 | 466.6 | 0.0389 | 0 | 0.966 | 0.1504
Kadmat | 2025-05-31 04:00 | 5 | 151 | 4 | 4.23 | 0 | 28.65 | 29.43 | 7.02 | 22.4 | 6.94 | 1000 | 448.6 | 0.0645 | 0 | 0.966 | 0.1498
Kadmat | 2025-05-31 05:00 | 5 | 151 | 5 | 4.04 | 0 | 28.76 | 29.44 | 7.02 | 22.42 | 6.61 | 1000 | 502.8 | 0.0525 | 0 | 0.966 | 0.1429
Kadmat | 2025-05-31 06:00 | 5 | 151 | 6 | 4.25 | 12.2 | 29.03 | 29.46 | 7.02 | 22.44 | 6.37 | 1000 | 591.7 | 0.0656 | 0.0098 | 0.966 | 0.1377
Kadmat | 2025-05-31 07:00 | 5 | 151 | 7 | 4.32 | 199.1 | 29.11 | 29.49 | 7.02 | 22.47 | 6.89 | 1000 | 631.5 | 0.07 | 0.1581 | 0.966 | 0.1489
Kadmat | 2025-05-31 08:00 | 5 | 151 | 8 | 4.46 | 447.2 | 29.79 | 29.53 | 7.02 | 22.5 | 7.33 | 1000 | 639.8 | 0.0785 | 0.3481 | 0.966 | 0.1583
Kadmat | 2025-05-31 09:00 | 5 | 151 | 9 | 3.58 | 653 | 30.13 | 29.56 | 7.02 | 22.54 | 7.32 | 1000 | 690 | 0.0306 | 0.5002 | 0.966 | 0.158
Kadmat | 2025-05-31 10:00 | 5 | 151 | 10 | 2.71 | 642 | 30.38 | 29.6 | 7.02 | 22.58 | 7.82 | 1000 | 739.5 | 0.0037 | 0.4917 | 0.966 | 0.1689
Kadmat | 2025-05-31 11:00 | 5 | 151 | 11 | 2.47 | 817.6 | 30.59 | 29.64 | 7.02 | 22.61 | 8.67 | 1000 | 747.5 | 0 | 0.6178 | 0.966 | 0.1873
Kadmat | 2025-05-31 12:00 | 5 | 151 | 12 | 1.97 | 844.3 | 30.95 | 29.67 | 7.02 | 22.64 | 9.3 | 1000 | 775.7 | 0 | 0.6358 | 0.966 | 0.2009
Kadmat | 2025-05-31 13:00 | 5 | 151 | 13 | 1.97 | 805.3 | 30.95 | 29.69 | 7.02 | 22.66 | 10.6 | 1000 | 719.1 | 0 | 0.6082 | 0.966 | 0.2289
Kadmat | 2025-05-31 14:00 | 5 | 151 | 14 | 2.92 | 693.9 | 31.06 | 29.7 | 7.02 | 22.68 | 9.5 | 1000 | 755.7 | 0.0076 | 0.5281 | 0.966 | 0.2052
Kadmat | 2025-05-31 15:00 | 5 | 151 | 15 | 3.35 | 604.2 | 30.88 | 29.7 | 7.02 | 22.68 | 10.72 | 1000 | 727.8 | 0.0217 | 0.4632 | 0.966 | 0.2315
Kadmat | 2025-05-31 16:00 | 5 | 151 | 16 | 3.89 | 439.7 | 30.68 | 29.7 | 7.02 | 22.67 | 9.78 | 1000 | 751 | 0.0451 | 0.3414 | 0.966 | 0.2112
Kadmat | 2025-05-31 17:00 | 5 | 151 | 17 | 3.27 | 294.3 | 30.38 | 29.68 | 7.02 | 22.66 | 8.18 | 1000 | 821.3 | 0.0186 | 0.2311 | 0.966 | 0.1767
Kadmat | 2025-05-31 18:00 | 5 | 151 | 18 | 3.2 | 47.9 | 29.92 | 29.66 | 7.02 | 22.63 | 7.79 | 1000 | 869.9 | 0.016 | 0.0384 | 0.966 | 0.1682
Kadmat | 2025-05-31 19:00 | 5 | 151 | 19 | 2.89 | 0 | 29.52 | 29.62 | 7.03 | 22.6 | 7.89 | 1000 | 934.9 | 0.0071 | 0 | 0.966 | 0.1705
Kadmat | 2025-05-31 20:00 | 5 | 151 | 20 | 2.82 | 0 | 29.19 | 29.59 | 7.03 | 22.56 | 7.74 | 1000 | 911.7 | 0.0058 | 0 | 0.966 | 0.1672
Kadmat | 2025-05-31 21:00 | 5 | 151 | 21 | 2.87 | 0 | 28.8 | 29.55 | 7.03 | 22.52 | 8.27 | 1000 | 821.7 | 0.0066 | 0 | 0.966 | 0.1787
Kadmat | 2025-05-31 22:00 | 5 | 151 | 22 | 3.43 | 0 | 28.35 | 29.5 | 7.03 | 22.48 | 7.42 | 1000 | 758.9 | 0.0244 | 0 | 0.966 | 0.1602
Kadmat | 2025-05-31 23:00 | 5 | 151 | 23 | 3.13 | 0 | 27.81 | 29.47 | 7.03 | 22.44 | 7.34 | 1000 | 608.7 | 0.0135 | 0 | 0.966 | 0.1585
Kadmat | 2025-06-01 00:00 | 6 | 152 | 0 | 8.11 | 0 | 25.63 | 29.43 | 7.03 | 22.41 | 12.59 | 1000 | 478.2 | 0.4988 | 0 | 0.966 | 0.2719
Kadmat | 2025-06-01 01:00 | 6 | 152 | 1 | 7.74 | 0 | 25.66 | 29.41 | 7.03 | 22.38 | 12.62 | 1000 | 429.3 | 0.4387 | 0 | 0.966 | 0.2725
Kadmat | 2025-06-01 02:00 | 6 | 152 | 2 | 8.09 | 0 | 25.66 | 29.39 | 7.03 | 22.37 | 10.99 | 1000 | 440.5 | 0.4957 | 0 | 0.9641 | 0.2374
Kadmat | 2025-06-01 03:00 | 6 | 152 | 3 | 7.61 | 0 | 25.68 | 29.39 | 7.03 | 22.36 | 11.18 | 1000 | 401.3 | 0.4186 | 0 | 0.9633 | 0.2416
Kadmat | 2025-06-01 04:00 | 6 | 152 | 4 | 8.02 | 0 | 25.78 | 29.39 | 7.03 | 22.36 | 10.98 | 1000 | 413.2 | 0.4839 | 0 | 0.9637 | 0.2373
Kadmat | 2025-06-01 05:00 | 6 | 152 | 5 | 7.54 | 0 | 25.81 | 29.4 | 7.03 | 22.38 | 11.4 | 1000 | 467.8 | 0.4081 | 0 | 0.9653 | 0.2463
Kadmat | 2025-06-01 06:00 | 6 | 152 | 6 | 9.21 | 6 | 26.12 | 29.42 | 7.03 | 22.4 | 10.17 | 1000 | 538.8 | 0.6729 | 0.0048 | 0.966 | 0.2197
Kadmat | 2025-06-01 07:00 | 6 | 152 | 7 | 10.03 | 103.7 | 26.49 | 29.45 | 7.03 | 22.43 | 11.67 | 1000 | 613.9 | 0.786 | 0.0828 | 0.966 | 0.252
Kadmat | 2025-06-01 08:00 | 6 | 152 | 8 | 9.36 | 179.7 | 26.93 | 29.49 | 7.03 | 22.46 | 11.79 | 1000 | 645.8 | 0.6959 | 0.1426 | 0.966 | 0.2546
Kadmat | 2025-06-01 09:00 | 6 | 152 | 9 | 9.38 | 295.9 | 27.21 | 29.53 | 7.03 | 22.5 | 11.48 | 1000 | 651.1 | 0.6992 | 0.2326 | 0.966 | 0.2479
Kadmat | 2025-06-01 10:00 | 6 | 152 | 10 | 9.68 | 345.7 | 27.78 | 29.56 | 7.03 | 22.54 | 11.18 | 1000 | 687.1 | 0.7403 | 0.2703 | 0.966 | 0.2416
Kadmat | 2025-06-01 11:00 | 6 | 152 | 11 | 10.25 | 390.1 | 28.42 | 29.6 | 7.03 | 22.57 | 11.48 | 1000 | 699.9 | 0.8102 | 0.3033 | 0.966 | 0.248
Kadmat | 2025-06-01 12:00 | 6 | 152 | 12 | 10.04 | 405.9 | 28.87 | 29.63 | 7.03 | 22.6 | 11.16 | 1000 | 727.3 | 0.7876 | 0.3148 | 0.966 | 0.2411
Kadmat | 2025-06-01 13:00 | 6 | 152 | 13 | 11.83 | 417.8 | 29.04 | 29.65 | 7.03 | 22.62 | 11.36 | 1000 | 693.6 | 0.8982 | 0.3235 | 0.966 | 0.2454
Kadmat | 2025-06-01 14:00 | 6 | 152 | 14 | 11.6 | 364.5 | 28.86 | 29.66 | 7.03 | 22.64 | 10.83 | 1000 | 656.8 | 0.8957 | 0.2835 | 0.966 | 0.2339
Kadmat | 2025-06-01 15:00 | 6 | 152 | 15 | 10.95 | 294.3 | 28.62 | 29.67 | 7.03 | 22.64 | 10.68 | 1000 | 663.6 | 0.8712 | 0.2302 | 0.966 | 0.2307
Kadmat | 2025-06-01 16:00 | 6 | 152 | 16 | 12.08 | 220 | 28.56 | 29.66 | 7.03 | 22.63 | 10.54 | 1000 | 694 | 0.9 | 0.173 | 0.966 | 0.2276
Kadmat | 2025-06-01 17:00 | 6 | 152 | 17 | 11.34 | 123.5 | 28.32 | 29.64 | 7.03 | 22.62 | 10.71 | 1000 | 724.4 | 0.8881 | 0.0979 | 0.966 | 0.2313
Kadmat | 2025-06-01 18:00 | 6 | 152 | 18 | 11.08 | 23.6 | 28.07 | 29.62 | 7.03 | 22.59 | 11.07 | 1000 | 821.7 | 0.8778 | 0.0188 | 0.966 | 0.239
Kadmat | 2025-06-01 19:00 | 6 | 152 | 19 | 9.41 | 0 | 27.53 | 29.58 | 7.03 | 22.56 | 10.85 | 1000 | 892.6 | 0.7037 | 0 | 0.966 | 0.2343
Kadmat | 2025-06-01 20:00 | 6 | 152 | 20 | 9.48 | 0 | 27.19 | 29.55 | 7.03 | 22.52 | 10.99 | 1000 | 866.9 | 0.714 | 0 | 0.966 | 0.2373
Kadmat | 2025-06-01 21:00 | 6 | 152 | 21 | 8.6 | 0 | 26.9 | 29.51 | 7.03 | 22.48 | 12.75 | 1000 | 753.8 | 0.5791 | 0 | 0.966 | 0.2753
Kadmat | 2025-06-01 22:00 | 6 | 152 | 22 | 7.27 | 0 | 26.47 | 29.47 | 7.03 | 22.44 | 11.33 | 1000 | 668.1 | 0.3689 | 0 | 0.966 | 0.2447
Kadmat | 2025-06-01 23:00 | 6 | 152 | 23 | 7.55 | 0 | 26.13 | 29.43 | 7.03 | 22.4 | 11.5 | 1000 | 563.4 | 0.4093 | 0 | 0.966 | 0.2483
Kadmat | 2025-06-02 00:00 | 6 | 153 | 0 | 8.72 | 0 | 25.78 | 29.39 | 7.03 | 22.37 | 12.22 | 1000 | 502.1 | 0.5988 | 0 | 0.9643 | 0.2639
Kadmat | 2025-06-02 01:00 | 6 | 153 | 1 | 8.08 | 0 | 25.79 | 29.37 | 7.03 | 22.34 | 12.12 | 1000 | 464.5 | 0.4935 | 0 | 0.9612 | 0.2619
Kadmat | 2025-06-02 02:00 | 6 | 153 | 2 | 7.33 | 0 | 25.9 | 29.35 | 7.03 | 22.33 | 12.7 | 1000 | 451.1 | 0.3767 | 0 | 0.9592 | 0.2743
Kadmat | 2025-06-02 03:00 | 6 | 153 | 3 | 6.68 | 0 | 26.04 | 29.35 | 7.03 | 22.32 | 14.08 | 1000 | 431.1 | 0.2875 | 0 | 0.9583 | 0.304
Kadmat | 2025-06-02 04:00 | 6 | 153 | 4 | 5.64 | 0 | 25.94 | 29.35 | 7.03 | 22.32 | 12.97 | 1000 | 438.7 | 0.1725 | 0 | 0.9588 | 0.2801
Kadmat | 2025-06-02 05:00 | 6 | 153 | 5 | 6.01 | 0 | 26.3 | 29.36 | 7.03 | 22.34 | 13.61 | 1000 | 506 | 0.2076 | 0 | 0.9604 | 0.294
Kadmat | 2025-06-02 06:00 | 6 | 153 | 6 | 7.61 | 9.8 | 26.81 | 29.38 | 7.03 | 22.36 | 13.86 | 1000 | 544.3 | 0.4193 | 0.0079 | 0.9631 | 0.2993
Kadmat | 2025-06-02 07:00 | 6 | 153 | 7 | 7.18 | 163.1 | 27.25 | 29.41 | 7.03 | 22.39 | 13.89 | 1000 | 582.3 | 0.3547 | 0.1293 | 0.966 | 0.3001
Kadmat | 2025-06-02 08:00 | 6 | 153 | 8 | 6.24 | 291.8 | 27.85 | 29.45 | 7.03 | 22.42 | 14.34 | 1000 | 632 | 0.2348 | 0.229 | 0.966 | 0.3097
Kadmat | 2025-06-02 09:00 | 6 | 153 | 9 | 5.58 | 461.6 | 28.34 | 29.49 | 7.03 | 22.46 | 14.44 | 1000 | 640.2 | 0.1664 | 0.3573 | 0.966 | 0.3119
Kadmat | 2025-06-02 10:00 | 6 | 153 | 10 | 5.54 | 598.6 | 28.65 | 29.52 | 7.03 | 22.5 | 14.19 | 1000 | 700.2 | 0.1625 | 0.4583 | 0.966 | 0.3066
Kadmat | 2025-06-02 11:00 | 6 | 153 | 11 | 7.1 | 618.9 | 28.79 | 29.56 | 7.03 | 22.53 | 15.85 | 1000 | 689.9 | 0.3441 | 0.4729 | 0.966 | 0.3424
Kadmat | 2025-06-02 12:00 | 6 | 153 | 12 | 7.05 | 603.6 | 29.06 | 29.59 | 7.03 | 22.56 | 16 | 1000 | 681 | 0.3359 | 0.4613 | 0.966 | 0.3456
Kadmat | 2025-06-02 13:00 | 6 | 153 | 13 | 7.07 | 633.1 | 29.25 | 29.61 | 7.03 | 22.58 | 15.99 | 1000 | 676.7 | 0.3392 | 0.4824 | 0.966 | 0.3454
Kadmat | 2025-06-02 14:00 | 6 | 153 | 14 | 8.2 | 534.6 | 29.46 | 29.62 | 7.03 | 22.59 | 19.51 | 1000 | 675 | 0.5134 | 0.41 | 0.966 | 0.4214
Kadmat | 2025-06-02 15:00 | 6 | 153 | 15 | 8.23 | 442.2 | 29.31 | 29.63 | 7.03 | 22.6 | 19.46 | 1000 | 690.7 | 0.5181 | 0.3415 | 0.966 | 0.4204
Kadmat | 2025-06-02 16:00 | 6 | 153 | 16 | 7.22 | 351.3 | 29.18 | 29.62 | 7.03 | 22.59 | 21.52 | 1000 | 643.2 | 0.361 | 0.2731 | 0.966 | 0.4648
Kadmat | 2025-06-02 17:00 | 6 | 153 | 17 | 7.7 | 185.7 | 29.06 | 29.6 | 7.03 | 22.57 | 22.17 | 1000 | 785.7 | 0.4336 | 0.1461 | 0.966 | 0.4789
Kadmat | 2025-06-02 18:00 | 6 | 153 | 18 | 7.8 | 38 | 28.69 | 29.58 | 7.03 | 22.55 | 20.82 | 1000 | 832.2 | 0.4488 | 0.0303 | 0.966 | 0.4496
Kadmat | 2025-06-02 19:00 | 6 | 153 | 19 | 9.07 | 0 | 28.3 | 29.54 | 7.03 | 22.52 | 21.09 | 1000 | 850.4 | 0.6528 | 0 | 0.966 | 0.4556
Kadmat | 2025-06-02 20:00 | 6 | 153 | 20 | 8.94 | 0 | 27.92 | 29.51 | 7.03 | 22.48 | 16.35 | 1000 | 857.4 | 0.6324 | 0 | 0.966 | 0.3531
Kadmat | 2025-06-02 21:00 | 6 | 153 | 21 | 9.19 | 0 | 27.4 | 29.47 | 7.03 | 22.44 | 16.43 | 1000 | 754.6 | 0.6702 | 0 | 0.966 | 0.3549
Kadmat | 2025-06-02 22:00 | 6 | 153 | 22 | 6.89 | 0 | 27.02 | 29.43 | 7.03 | 22.4 | 16.16 | 1000 | 691.6 | 0.3153 | 0 | 0.966 | 0.3491
Kadmat | 2025-06-02 23:00 | 6 | 153 | 23 | 7.3 | 0 | 26.65 | 29.39 | 7.03 | 22.36 | 14.59 | 1000 | 585.6 | 0.373 | 0 | 0.9633 | 0.3151
Kadmat | 2025-06-03 00:00 | 6 | 154 | 0 | 6.28 | 0 | 26.35 | 29.36 | 7.03 | 22.33 | 15.44 | 1000 | 476.1 | 0.2387 | 0 | 0.9593 | 0.3334
Kadmat | 2025-06-03 01:00 | 6 | 154 | 1 | 8.4 | 0 | 26.47 | 29.33 | 7.03 | 22.3 | 16.53 | 1000 | 454.9 | 0.5466 | 0 | 0.9562 | 0.3571
Kadmat | 2025-06-03 02:00 | 6 | 154 | 2 | 8.38 | 0 | 26.22 | 29.31 | 7.03 | 22.28 | 17.95 | 1000 | 441.3 | 0.543 | 0 | 0.9542 | 0.3878
Kadmat | 2025-06-03 03:00 | 6 | 154 | 3 | 7.38 | 0 | 26.36 | 29.31 | 7.03 | 22.28 | 17.32 | 1000 | 433.1 | 0.3841 | 0 | 0.9534 | 0.3742
Kadmat | 2025-06-03 04:00 | 6 | 154 | 4 | 8.77 | 0 | 26.54 | 29.31 | 7.03 | 22.28 | 16.63 | 1000 | 441.7 | 0.6068 | 0 | 0.9538 | 0.3591
Kadmat | 2025-06-03 05:00 | 6 | 154 | 5 | 9.23 | 0 | 26.82 | 29.32 | 7.03 | 22.29 | 18 | 1000 | 487.2 | 0.6767 | 0 | 0.9554 | 0.3888
Kadmat | 2025-06-03 06:00 | 6 | 154 | 6 | 7.7 | 3.7 | 27.3 | 29.35 | 7.03 | 22.32 | 17.58 | 1000 | 555.7 | 0.4334 | 0.003 | 0.9581 | 0.3798
Kadmat | 2025-06-03 07:00 | 6 | 154 | 7 | 8.35 | 84.7 | 27.35 | 29.38 | 7.03 | 22.35 | 19.26 | 1000 | 609.8 | 0.5388 | 0.0675 | 0.9616 | 0.4161
Kadmat | 2025-06-03 08:00 | 6 | 154 | 8 | 8.9 | 155.1 | 27.8 | 29.41 | 7.03 | 22.38 | 19.52 | 1000 | 656.9 | 0.6273 | 0.1229 | 0.9658 | 0.4217
Kadmat | 2025-06-03 09:00 | 6 | 154 | 9 | 9.05 | 209.8 | 28.06 | 29.45 | 7.03 | 22.42 | 18.53 | 1000 | 647.9 | 0.6505 | 0.1654 | 0.966 | 0.4001
Kadmat | 2025-06-03 10:00 | 6 | 154 | 10 | 9.47 | 253.6 | 28.38 | 29.48 | 7.03 | 22.45 | 18.69 | 1000 | 646.5 | 0.7122 | 0.1991 | 0.966 | 0.4037
Kadmat | 2025-06-03 11:00 | 6 | 154 | 11 | 11 | 313.3 | 28.76 | 29.52 | 7.03 | 22.49 | 18.05 | 1000 | 667.6 | 0.8746 | 0.2447 | 0.966 | 0.3898
Kadmat | 2025-06-03 12:00 | 6 | 154 | 12 | 10.74 | 320.4 | 29.08 | 29.55 | 7.03 | 22.52 | 20.59 | 1000 | 714.3 | 0.8552 | 0.2498 | 0.966 | 0.4448
Kadmat | 2025-06-03 13:00 | 6 | 154 | 13 | 9.59 | 338.8 | 29.1 | 29.57 | 7.03 | 22.54 | 19.52 | 1000 | 660.2 | 0.7282 | 0.2637 | 0.966 | 0.4216
Kadmat | 2025-06-03 14:00 | 6 | 154 | 14 | 8.63 | 273 | 29.14 | 29.58 | 7.03 | 22.55 | 21.22 | 1000 | 675.1 | 0.5832 | 0.2135 | 0.966 | 0.4584
Kadmat | 2025-06-03 15:00 | 6 | 154 | 15 | 9.47 | 199.1 | 29.18 | 29.59 | 7.03 | 22.56 | 19.38 | 1000 | 646.1 | 0.7123 | 0.1564 | 0.966 | 0.4187
Kadmat | 2025-06-03 16:00 | 6 | 154 | 16 | 11.61 | 174.9 | 29.15 | 29.58 | 7.03 | 22.55 | 19.06 | 1000 | 689.2 | 0.8958 | 0.1377 | 0.966 | 0.4116
Kadmat | 2025-06-03 17:00 | 6 | 154 | 17 | 12.24 | 86.9 | 28.98 | 29.56 | 7.03 | 22.53 | 22.03 | 1000 | 779.8 | 0.9 | 0.0689 | 0.966 | 0.4758
Kadmat | 2025-06-03 18:00 | 6 | 154 | 18 | 13.15 | 18 | 28.59 | 29.54 | 7.03 | 22.51 | 24.22 | 1000 | 809.4 | 0.9 | 0.0144 | 0.966 | 0.5231
Kadmat | 2025-06-03 19:00 | 6 | 154 | 19 | 15.05 | 0 | 28.15 | 29.51 | 7.03 | 22.48 | 25.17 | 1000 | 855 | 0.9 | 0 | 0.966 | 0.5436
Kadmat | 2025-06-03 20:00 | 6 | 154 | 20 | 13.81 | 0 | 27.78 | 29.47 | 7.03 | 22.44 | 25.99 | 1000 | 805.6 | 0.9 | 0 | 0.966 | 0.5615
Kadmat | 2025-06-03 21:00 | 6 | 154 | 21 | 13.58 | 0 | 27.29 | 29.43 | 7.03 | 22.4 | 30.37 | 1000 | 808.3 | 0.9 | 0 | 0.966 | 0.6559
Kadmat | 2025-06-03 22:00 | 6 | 154 | 22 | 12.88 | 0 | 26.99 | 29.39 | 7.03 | 22.36 | 32.99 | 1000 | 687.6 | 0.9 | 0 | 0.9629 | 0.7127
Kadmat | 2025-06-03 23:00 | 6 | 154 | 23 | 11.49 | 0 | 26.6 | 29.35 | 7.03 | 22.32 | 31.77 | 1000 | 551.5 | 0.8942 | 0 | 0.9583 | 0.6863
Kadmat | 2025-06-04 00:00 | 6 | 155 | 0 | 11.72 | 0 | 26.57 | 29.32 | 7.03 | 22.29 | 35.74 | 1000 | 481.6 | 0.897 | 0 | 0.9544 | 0.772
Kadmat | 2025-06-04 01:00 | 6 | 155 | 1 | 10.37 | 0 | 26.43 | 29.29 | 7.03 | 22.26 | 33.62 | 1000 | 432.7 | 0.8226 | 0 | 0.9513 | 0.7262
Kadmat | 2025-06-04 02:00 | 6 | 155 | 2 | 10.87 | 0 | 26.4 | 29.27 | 7.03 | 22.24 | 32.26 | 1000 | 430.7 | 0.8649 | 0 | 0.9493 | 0.6967
Kadmat | 2025-06-04 03:00 | 6 | 155 | 3 | 9.6 | 0 | 26.23 | 29.27 | 7.03 | 22.24 | 31.79 | 1000 | 445.3 | 0.7294 | 0 | 0.9484 | 0.6868
Kadmat | 2025-06-04 04:00 | 6 | 155 | 4 | 10.32 | 0 | 26.47 | 29.27 | 7.03 | 22.24 | 35.99 | 1000 | 421.3 | 0.818 | 0 | 0.9488 | 0.7774
Kadmat | 2025-06-04 05:00 | 6 | 155 | 5 | 11.43 | 0 | 26.81 | 29.28 | 7.03 | 22.25 | 33.28 | 1000 | 482.9 | 0.8919 | 0 | 0.9504 | 0.7189
Kadmat | 2025-06-04 06:00 | 6 | 155 | 6 | 12.29 | 6.9 | 27.08 | 29.31 | 7.03 | 22.28 | 32.21 | 1000 | 554.5 | 0.9 | 0.0056 | 0.9531 | 0.6957
Kadmat | 2025-06-04 07:00 | 6 | 155 | 7 | 11.13 | 126.5 | 27.37 | 29.34 | 7.03 | 22.3 | 32.32 | 1000 | 588.8 | 0.88 | 0.1005 | 0.9567 | 0.6981
Kadmat | 2025-06-04 08:00 | 6 | 155 | 8 | 12.75 | 198.9 | 27.6 | 29.37 | 7.03 | 22.34 | 30.87 | 1000 | 614.5 | 0.9 | 0.1572 | 0.9609 | 0.6667
Kadmat | 2025-06-04 09:00 | 6 | 155 | 9 | 14.13 | 360 | 28.18 | 29.41 | 7.03 | 22.38 | 30.02 | 1000 | 660 | 0.9 | 0.2807 | 0.9654 | 0.6483
Kadmat | 2025-06-04 10:00 | 6 | 155 | 10 | 12.08 | 427.6 | 28.64 | 29.44 | 7.03 | 22.41 | 28.78 | 1000 | 668.6 | 0.9 | 0.3314 | 0.966 | 0.6217
Kadmat | 2025-06-04 11:00 | 6 | 155 | 11 | 10.46 | 517.9 | 28.87 | 29.48 | 7.03 | 22.45 | 26.37 | 1000 | 679.4 | 0.8324 | 0.3984 | 0.966 | 0.5696
Kadmat | 2025-06-04 12:00 | 6 | 155 | 12 | 10.42 | 456.9 | 29.01 | 29.51 | 7.03 | 22.48 | 26.2 | 1000 | 703.5 | 0.8288 | 0.3529 | 0.966 | 0.566
Kadmat | 2025-06-04 13:00 | 6 | 155 | 13 | 9.7 | 505.9 | 28.98 | 29.53 | 7.03 | 22.5 | 32.15 | 1000 | 705 | 0.7431 | 0.3894 | 0.966 | 0.6944
Kadmat | 2025-06-04 14:00 | 6 | 155 | 14 | 8.45 | 467.8 | 28.79 | 29.54 | 7.03 | 22.51 | 30.83 | 1000 | 680.7 | 0.5549 | 0.3613 | 0.966 | 0.666
Kadmat | 2025-06-04 15:00 | 6 | 155 | 15 | 8.67 | 337.2 | 28.79 | 29.55 | 7.03 | 22.52 | 27.44 | 1000 | 657.2 | 0.5904 | 0.2628 | 0.966 | 0.5928
Kadmat | 2025-06-04 16:00 | 6 | 155 | 16 | 11.34 | 269.7 | 28.61 | 29.54 | 7.03 | 22.51 | 24.11 | 1000 | 688.1 | 0.8881 | 0.2113 | 0.966 | 0.5208
Kadmat | 2025-06-04 17:00 | 6 | 155 | 17 | 9.32 | 153.2 | 28.17 | 29.52 | 7.03 | 22.49 | 24.14 | 1000 | 821.9 | 0.6903 | 0.1212 | 0.966 | 0.5214
Kadmat | 2025-06-04 18:00 | 6 | 155 | 18 | 8.32 | 27 | 28 | 29.5 | 7.03 | 22.47 | 24.31 | 1000 | 831.1 | 0.5343 | 0.0216 | 0.966 | 0.525
Kadmat | 2025-06-04 19:00 | 6 | 155 | 19 | 6.89 | 0 | 27.53 | 29.47 | 7.03 | 22.43 | 22.33 | 1000 | 860.5 | 0.3147 | 0 | 0.966 | 0.4822
Kadmat | 2025-06-04 20:00 | 6 | 155 | 20 | 5.27 | 0 | 27.21 | 29.43 | 7.03 | 22.4 | 21.7 | 1000 | 858.7 | 0.1396 | 0 | 0.966 | 0.4688
Kadmat | 2025-06-04 21:00 | 6 | 155 | 21 | 5.84 | 0 | 26.85 | 29.39 | 7.03 | 22.36 | 28.38 | 1000 | 786.9 | 0.1915 | 0 | 0.9629 | 0.613
Kadmat | 2025-06-04 22:00 | 6 | 155 | 22 | 3.57 | 0 | 26.6 | 29.35 | 7.03 | 22.32 | 25.77 | 1000 | 679.8 | 0.0304 | 0 | 0.958 | 0.5566
Kadmat | 2025-06-04 23:00 | 6 | 155 | 23 | 3.36 | 0 | 26.15 | 29.31 | 7.03 | 22.28 | 28.07 | 1000 | 571.5 | 0.0221 | 0 | 0.9534 | 0.6063
Kadmat | 2025-06-05 00:00 | 6 | 156 | 0 | 5.08 | 0 | 26 | 29.28 | 7.03 | 22.24 | 27.18 | 1000 | 459.3 | 0.1233 | 0 | 0.9494 | 0.5871
Kadmat | 2025-06-05 01:00 | 6 | 156 | 1 | 6.4 | 0 | 25.81 | 29.25 | 7.03 | 22.22 | 26.68 | 1000 | 463.6 | 0.2528 | 0 | 0.9463 | 0.5763
Kadmat | 2025-06-05 02:00 | 6 | 156 | 2 | 7.03 | 0 | 25.94 | 29.23 | 7.03 | 22.2 | 30.13 | 1000 | 443.2 | 0.333 | 0 | 0.9443 | 0.6509
Kadmat | 2025-06-05 03:00 | 6 | 156 | 3 | 9.44 | 0 | 25.88 | 29.23 | 7.03 | 22.2 | 28.62 | 1000 | 433.7 | 0.708 | 0 | 0.9435 | 0.6182
Kadmat | 2025-06-05 04:00 | 6 | 156 | 4 | 9.84 | 0 | 26.16 | 29.23 | 7.03 | 22.2 | 26.69 | 1000 | 431.2 | 0.762 | 0 | 0.9439 | 0.5764
Kadmat | 2025-06-05 05:00 | 6 | 156 | 5 | 10.33 | 0 | 26.4 | 29.24 | 7.03 | 22.21 | 25.15 | 1000 | 458.4 | 0.819 | 0 | 0.9455 | 0.5432
Kadmat | 2025-06-05 06:00 | 6 | 156 | 6 | 8.82 | 10.5 | 26.89 | 29.27 | 7.03 | 22.23 | 25.56 | 1000 | 552 | 0.614 | 0.0084 | 0.9482 | 0.552
Kadmat | 2025-06-05 07:00 | 6 | 156 | 7 | 9.44 | 164.7 | 27.21 | 29.3 | 7.03 | 22.26 | 25.75 | 1000 | 610.4 | 0.7079 | 0.1306 | 0.9517 | 0.5562
Kadmat | 2025-06-05 08:00 | 6 | 156 | 8 | 10.36 | 317.7 | 27.35 | 29.33 | 7.03 | 22.3 | 30.05 | 1000 | 601.6 | 0.822 | 0.2492 | 0.9559 | 0.649
Kadmat | 2025-06-05 09:00 | 6 | 156 | 9 | 12.79 | 445.5 | 27.94 | 29.37 | 7.03 | 22.34 | 26.13 | 1000 | 635.3 | 0.9 | 0.3457 | 0.9604 | 0.5644
Kadmat | 2025-06-05 10:00 | 6 | 156 | 10 | 9.72 | 539 | 28.39 | 29.41 | 7.03 | 22.37 | 26.29 | 1000 | 679.3 | 0.7456 | 0.4148 | 0.9649 | 0.5679
Kadmat | 2025-06-05 11:00 | 6 | 156 | 11 | 10.38 | 570.2 | 28.85 | 29.44 | 7.03 | 22.41 | 28.91 | 1000 | 684.6 | 0.8244 | 0.4371 | 0.966 | 0.6244
Kadmat | 2025-06-05 12:00 | 6 | 156 | 12 | 10.78 | 560.6 | 29.07 | 29.47 | 7.03 | 22.44 | 30.04 | 1000 | 697.3 | 0.858 | 0.4297 | 0.966 | 0.6489
Kadmat | 2025-06-05 13:00 | 6 | 156 | 13 | 9.7 | 704.2 | 29.34 | 29.49 | 7.03 | 22.46 | 29.98 | 1000 | 667.5 | 0.7428 | 0.5337 | 0.966 | 0.6475
Kadmat | 2025-06-05 14:00 | 6 | 156 | 14 | 10.17 | 645.4 | 29.36 | 29.5 | 7.03 | 22.47 | 27.61 | 1000 | 682.2 | 0.8016 | 0.4912 | 0.966 | 0.5964
Kadmat | 2025-06-05 15:00 | 6 | 156 | 15 | 10.69 | 471.4 | 29.05 | 29.51 | 7.03 | 22.48 | 25.53 | 1000 | 675.1 | 0.8514 | 0.3637 | 0.966 | 0.5514
Kadmat | 2025-06-05 16:00 | 6 | 156 | 16 | 11.15 | 380.5 | 28.83 | 29.5 | 7.03 | 22.47 | 23.17 | 1000 | 727.9 | 0.8808 | 0.2956 | 0.966 | 0.5004
Kadmat | 2025-06-05 17:00 | 6 | 156 | 17 | 10.27 | 162.9 | 28.69 | 29.48 | 7.03 | 22.45 | 23.56 | 1000 | 755 | 0.8119 | 0.1286 | 0.966 | 0.5089
Kadmat | 2025-06-05 18:00 | 6 | 156 | 18 | 10.83 | 50.3 | 28.31 | 29.46 | 7.03 | 22.43 | 23.02 | 1000 | 845.9 | 0.8621 | 0.0401 | 0.966 | 0.4972
Kadmat | 2025-06-05 19:00 | 6 | 156 | 19 | 9.53 | 0 | 27.98 | 29.43 | 7.03 | 22.39 | 20.69 | 1000 | 892.6 | 0.7209 | 0 | 0.966 | 0.4469
Kadmat | 2025-06-05 20:00 | 6 | 156 | 20 | 10.23 | 0 | 27.37 | 29.39 | 7.03 | 22.36 | 20.48 | 1000 | 867.1 | 0.8083 | 0 | 0.9628 | 0.4425
Kadmat | 2025-06-05 21:00 | 6 | 156 | 21 | 10.76 | 0 | 26.95 | 29.35 | 7.03 | 22.31 | 23.05 | 1000 | 815 | 0.8563 | 0 | 0.9579 | 0.498
Kadmat | 2025-06-05 22:00 | 6 | 156 | 22 | 10.4 | 0 | 26.61 | 29.31 | 7.03 | 22.27 | 22.48 | 1000 | 677 | 0.8265 | 0 | 0.953 | 0.4855
Kadmat | 2025-06-05 23:00 | 6 | 156 | 23 | 10.58 | 0 | 26.33 | 29.27 | 7.03 | 22.24 | 23.02 | 1000 | 547.6 | 0.8432 | 0 | 0.9484 | 0.4972
Kadmat | 2025-06-06 00:00 | 6 | 157 | 0 | 9.98 | 0 | 25.97 | 29.24 | 7.03 | 22.2 | 22.3 | 1000 | 455.2 | 0.7809 | 0 | 0.9445 | 0.4816
Kadmat | 2025-06-06 01:00 | 6 | 157 | 1 | 10.02 | 0 | 25.72 | 29.21 | 7.03 | 22.18 | 22.44 | 1000 | 447.6 | 0.7854 | 0 | 0.9414 | 0.4848
Kadmat | 2025-06-06 02:00 | 6 | 157 | 2 | 10.92 | 0 | 25.87 | 29.2 | 7.03 | 22.16 | 24.07 | 1000 | 424.8 | 0.8688 | 0 | 0.9394 | 0.5199
Kadmat | 2025-06-06 03:00 | 6 | 157 | 3 | 12.2 | 0 | 25.91 | 29.19 | 7.03 | 22.15 | 21.64 | 1000 | 428.5 | 0.9 | 0 | 0.9386 | 0.4674
Kadmat | 2025-06-06 04:00 | 6 | 157 | 4 | 12.39 | 0 | 26.16 | 29.19 | 7.03 | 22.16 | 22.99 | 1000 | 421.8 | 0.9 | 0 | 0.939 | 0.4966
Kadmat | 2025-06-06 05:00 | 6 | 157 | 5 | 11.19 | 0 | 26.41 | 29.21 | 7.03 | 22.17 | 20.73 | 1000 | 467 | 0.8822 | 0 | 0.9406 | 0.4478
Kadmat | 2025-06-06 06:00 | 6 | 157 | 6 | 11.16 | 4.7 | 26.85 | 29.23 | 7.03 | 22.19 | 24.9 | 1000 | 523.3 | 0.8813 | 0.0038 | 0.9432 | 0.5379
Kadmat | 2025-06-06 07:00 | 6 | 157 | 7 | 10.76 | 97.3 | 27.37 | 29.26 | 7.03 | 22.22 | 26.86 | 1000 | 606 | 0.857 | 0.0775 | 0.9468 | 0.5802
Kadmat | 2025-06-06 08:00 | 6 | 157 | 8 | 10.02 | 169.3 | 27.74 | 29.29 | 7.03 | 22.26 | 29.58 | 1000 | 646.7 | 0.7852 | 0.134 | 0.9509 | 0.6389
Kadmat | 2025-06-06 09:00 | 6 | 157 | 9 | 9.37 | 244.8 | 28.01 | 29.33 | 7.03 | 22.29 | 29.97 | 1000 | 667.6 | 0.6966 | 0.1925 | 0.9554 | 0.6474
Kadmat | 2025-06-06 10:00 | 6 | 157 | 10 | 10.82 | 338.1 | 28.44 | 29.37 | 7.03 | 22.33 | 28.32 | 1000 | 675.4 | 0.8609 | 0.2639 | 0.9599 | 0.6117
Kadmat | 2025-06-06 11:00 | 6 | 157 | 11 | 9.56 | 349 | 28.88 | 29.4 | 7.03 | 22.37 | 26 | 1000 | 728.4 | 0.7242 | 0.2717 | 0.9641 | 0.5617
Kadmat | 2025-06-06 12:00 | 6 | 157 | 12 | 8.56 | 337.5 | 29.26 | 29.43 | 7.03 | 22.4 | 29.46 | 1000 | 663.4 | 0.5734 | 0.2626 | 0.966 | 0.6363
Kadmat | 2025-06-06 13:00 | 6 | 157 | 13 | 8.51 | 363.6 | 29.41 | 29.45 | 7.03 | 22.42 | 27.62 | 1000 | 652.3 | 0.5642 | 0.2823 | 0.966 | 0.5965
Kadmat | 2025-06-06 14:00 | 6 | 157 | 14 | 8.57 | 328.5 | 29.22 | 29.47 | 7.03 | 22.43 | 29.15 | 1000 | 646.6 | 0.5751 | 0.2558 | 0.966 | 0.6296
Kadmat | 2025-06-06 15:00 | 6 | 157 | 15 | 8.37 | 290.1 | 29.36 | 29.47 | 7.03 | 22.43 | 26.83 | 1000 | 635.9 | 0.5424 | 0.2264 | 0.966 | 0.5795
Kadmat | 2025-06-06 16:00 | 6 | 157 | 16 | 7.91 | 187 | 29.39 | 29.46 | 7.03 | 22.43 | 29.61 | 1000 | 664 | 0.4659 | 0.1469 | 0.966 | 0.6396
Kadmat | 2025-06-06 17:00 | 6 | 157 | 17 | 9.4 | 122.8 | 28.94 | 29.45 | 7.03 | 22.41 | 25.48 | 1000 | 715.4 | 0.7017 | 0.0971 | 0.966 | 0.5504
Kadmat | 2025-06-06 18:00 | 6 | 157 | 18 | 8.07 | 22.8 | 28.65 | 29.42 | 7.03 | 22.39 | 24.71 | 1000 | 859.1 | 0.4927 | 0.0182 | 0.966 | 0.5338
Kadmat | 2025-06-06 19:00 | 6 | 157 | 19 | 7.96 | 0 | 28.37 | 29.39 | 7.03 | 22.35 | 22.81 | 1000 | 866.9 | 0.4743 | 0 | 0.9624 | 0.4928
Kadmat | 2025-06-06 20:00 | 6 | 157 | 20 | 7.74 | 0 | 27.79 | 29.35 | 7.03 | 22.31 | 22.45 | 1000 | 861.4 | 0.4389 | 0 | 0.9578 | 0.4849
Kadmat | 2025-06-06 21:00 | 6 | 157 | 21 | 8.65 | 0 | 27.25 | 29.31 | 7.04 | 22.27 | 22.73 | 1000 | 783.9 | 0.5877 | 0 | 0.9529 | 0.491
Kadmat | 2025-06-06 22:00 | 6 | 157 | 22 | 8.72 | 0 | 27.11 | 29.27 | 7.04 | 22.23 | 25.97 | 1000 | 660.7 | 0.5984 | 0 | 0.948 | 0.561
Kadmat | 2025-06-06 23:00 | 6 | 157 | 23 | 9.45 | 0 | 26.73 | 29.23 | 7.04 | 22.2 | 24.05 | 1000 | 566.9 | 0.7097 | 0 | 0.9435 | 0.5195
Kadmat | 2025-06-07 00:00 | 6 | 158 | 0 | 9.24 | 0 | 26.5 | 29.2 | 7.04 | 22.16 | 24.2 | 1000 | 480.1 | 0.6777 | 0 | 0.9395 | 0.5228
Kadmat | 2025-06-07 01:00 | 6 | 158 | 1 | 8.05 | 0 | 26.54 | 29.17 | 7.04 | 22.14 | 24.08 | 1000 | 453.6 | 0.4886 | 0 | 0.9364 | 0.5201
Kadmat | 2025-06-07 02:00 | 6 | 158 | 2 | 8.74 | 0 | 26.47 | 29.16 | 7.04 | 22.12 | 22.08 | 1000 | 416.6 | 0.6009 | 0 | 0.9344 | 0.4769
Kadmat | 2025-06-07 03:00 | 6 | 158 | 3 | 9.43 | 0 | 26.6 | 29.15 | 7.04 | 22.11 | 23.5 | 1000 | 411.1 | 0.7056 | 0 | 0.9336 | 0.5075
Kadmat | 2025-06-07 04:00 | 6 | 158 | 4 | 9.53 | 0 | 26.82 | 29.15 | 7.04 | 22.12 | 23.94 | 1000 | 432.9 | 0.7205 | 0 | 0.934 | 0.5172
Kadmat | 2025-06-07 05:00 | 6 | 158 | 5 | 9.02 | 0 | 26.89 | 29.17 | 7.04 | 22.13 | 25.26 | 1000 | 481.1 | 0.6461 | 0 | 0.9356 | 0.5456
Kadmat | 2025-06-07 06:00 | 6 | 158 | 6 | 10.94 | 8.5 | 27.18 | 29.19 | 7.04 | 22.15 | 26.26 | 1000 | 534.5 | 0.8702 | 0.0068 | 0.9383 | 0.5671
Kadmat | 2025-06-07 07:00 | 6 | 158 | 7 | 10.11 | 151 | 27.46 | 29.22 | 7.04 | 22.18 | 24.02 | 1000 | 597.8 | 0.7948 | 0.1198 | 0.9418 | 0.5189
Kadmat | 2025-06-07 08:00 | 6 | 158 | 8 | 12.93 | 287.1 | 27.9 | 29.25 | 7.04 | 22.22 | 23.89 | 1000 | 640.3 | 0.9 | 0.2253 | 0.946 | 0.5159
Kadmat | 2025-06-07 09:00 | 6 | 158 | 9 | 9.84 | 433.9 | 28.34 | 29.29 | 7.04 | 22.25 | 22.92 | 1000 | 683.3 | 0.7612 | 0.3364 | 0.9505 | 0.495
Kadmat | 2025-06-07 10:00 | 6 | 158 | 10 | 10.59 | 555.1 | 28.64 | 29.33 | 7.04 | 22.29 | 20.84 | 1000 | 683 | 0.8438 | 0.4263 | 0.955 | 0.4503
Kadmat | 2025-06-07 11:00 | 6 | 158 | 11 | 9.88 | 587.9 | 29.01 | 29.36 | 7.04 | 22.33 | 17.96 | 1000 | 722.5 | 0.7667 | 0.4499 | 0.9591 | 0.3879
Kadmat | 2025-06-07 12:00 | 6 | 158 | 12 | 12.2 | 626.2 | 29.25 | 29.39 | 7.04 | 22.35 | 18.54 | 1000 | 703.7 | 0.9 | 0.4775 | 0.9627 | 0.4005
Kadmat | 2025-06-07 13:00 | 6 | 158 | 13 | 9.45 | 574.4 | 29.36 | 29.41 | 7.04 | 22.38 | 18.91 | 1000 | 690.8 | 0.7087 | 0.4394 | 0.9654 | 0.4085
Kadmat | 2025-06-07 14:00 | 6 | 158 | 14 | 10.35 | 582.1 | 29.24 | 29.43 | 7.04 | 22.39 | 17.76 | 1000 | 655.4 | 0.8208 | 0.4452 | 0.966 | 0.3835
Kadmat | 2025-06-07 15:00 | 6 | 158 | 15 | 11.48 | 429.6 | 29.15 | 29.43 | 7.04 | 22.39 | 17.51 | 1000 | 658.8 | 0.8939 | 0.3323 | 0.966 | 0.3782
Kadmat | 2025-06-07 16:00 | 6 | 158 | 16 | 10.73 | 332.5 | 28.96 | 29.42 | 7.04 | 22.39 | 16.71 | 1000 | 702.6 | 0.8546 | 0.2591 | 0.966 | 0.361
Kadmat | 2025-06-07 17:00 | 6 | 158 | 17 | 10.2 | 193 | 28.53 | 29.41 | 7.04 | 22.37 | 16.69 | 1000 | 749.3 | 0.8045 | 0.1521 | 0.9645 | 0.3605
Kadmat | 2025-06-07 18:00 | 6 | 158 | 18 | 8.83 | 39.5 | 28.28 | 29.38 | 7.04 | 22.34 | 16.47 | 1000 | 802 | 0.616 | 0.0315 | 0.9614 | 0.3558
Kadmat | 2025-06-07 19:00 | 6 | 158 | 19 | 8.7 | 0 | 28.05 | 29.35 | 7.04 | 22.31 | 20.19 | 1000 | 918.2 | 0.5949 | 0 | 0.9575 | 0.436
Kadmat | 2025-06-07 20:00 | 6 | 158 | 20 | 7.35 | 0 | 27.64 | 29.31 | 7.04 | 22.27 | 20.18 | 1000 | 804.3 | 0.3804 | 0 | 0.9529 | 0.4358
Kadmat | 2025-06-07 21:00 | 6 | 158 | 21 | 6.59 | 0 | 27.16 | 29.27 | 7.04 | 22.23 | 20.48 | 1000 | 751.2 | 0.2768 | 0 | 0.948 | 0.4424
Kadmat | 2025-06-07 22:00 | 6 | 158 | 22 | 6.45 | 0 | 26.8 | 29.23 | 7.04 | 22.19 | 21.27 | 1000 | 664.9 | 0.2584 | 0 | 0.9431 | 0.4595
Kadmat | 2025-06-07 23:00 | 6 | 158 | 23 | 6.96 | 0 | 26.48 | 29.19 | 7.04 | 22.15 | 23.33 | 1000 | 573.2 | 0.3242 | 0 | 0.9385 | 0.5038
Kadmat | 2025-06-08 00:00 | 6 | 159 | 0 | 6.24 | 0 | 26.33 | 29.16 | 7.04 | 22.12 | 22.51 | 1000 | 478.2 | 0.2342 | 0 | 0.9346 | 0.4862
Kadmat | 2025-06-08 01:00 | 6 | 159 | 1 | 6.65 | 0 | 26.09 | 29.13 | 7.04 | 22.1 | 22.63 | 1000 | 463.6 | 0.2835 | 0 | 0.9315 | 0.4888
Kadmat | 2025-06-08 02:00 | 6 | 159 | 2 | 6.68 | 0 | 25.98 | 29.12 | 7.04 | 22.08 | 21.1 | 1000 | 420 | 0.2881 | 0 | 0.9295 | 0.4558
Kadmat | 2025-06-08 03:00 | 6 | 159 | 3 | 5.87 | 0 | 26.01 | 29.11 | 7.04 | 22.07 | 23.4 | 1000 | 428.3 | 0.1943 | 0 | 0.9287 | 0.5055
Kadmat | 2025-06-08 04:00 | 6 | 159 | 4 | 4.96 | 0 | 26.38 | 29.11 | 7.04 | 22.08 | 25.88 | 1000 | 421.6 | 0.1144 | 0 | 0.9291 | 0.5591
Kadmat | 2025-06-08 05:00 | 6 | 159 | 5 | 5.79 | 0 | 26.47 | 29.13 | 7.04 | 22.09 | 25.06 | 1000 | 482.3 | 0.1868 | 0 | 0.9307 | 0.5413
Kadmat | 2025-06-08 06:00 | 6 | 159 | 6 | 6.33 | 8.6 | 26.61 | 29.15 | 7.04 | 22.11 | 27.35 | 1000 | 541.9 | 0.2446 | 0.0069 | 0.9334 | 0.5907
Kadmat | 2025-06-08 07:00 | 6 | 159 | 7 | 3.93 | 158.7 | 27.24 | 29.18 | 7.04 | 22.14 | 30.07 | 1000 | 609.7 | 0.0471 | 0.1259 | 0.9369 | 0.6496
Kadmat | 2025-06-08 08:00 | 6 | 159 | 8 | 4.25 | 301.7 | 27.56 | 29.21 | 7.04 | 22.18 | 31.58 | 1000 | 631.7 | 0.0657 | 0.2368 | 0.941 | 0.6821
Kadmat | 2025-06-08 09:00 | 6 | 159 | 9 | 5.49 | 361.7 | 28.1 | 29.25 | 7.04 | 22.21 | 30.62 | 1000 | 657 | 0.1575 | 0.2822 | 0.9455 | 0.6613
Kadmat | 2025-06-08 10:00 | 6 | 159 | 10 | 5.78 | 481.8 | 28.41 | 29.29 | 7.04 | 22.25 | 30.25 | 1000 | 672.7 | 0.1856 | 0.3723 | 0.95 | 0.6535
Kadmat | 2025-06-08 11:00 | 6 | 159 | 11 | 6.56 | 507.8 | 28.8 | 29.32 | 7.04 | 22.28 | 31.15 | 1000 | 699.4 | 0.2725 | 0.3911 | 0.9542 | 0.6728
Kadmat | 2025-06-08 12:00 | 6 | 159 | 12 | 6.8 | 616.6 | 29.16 | 29.35 | 7.04 | 22.31 | 32.98 | 1000 | 675.6 | 0.303 | 0.4706 | 0.9577 | 0.7124
Kadmat | 2025-06-08 13:00 | 6 | 159 | 13 | 7.47 | 496 | 29.23 | 29.37 | 7.04 | 22.34 | 31.85 | 1000 | 632.9 | 0.3972 | 0.3817 | 0.9604 | 0.6881
Kadmat | 2025-06-08 14:00 | 6 | 159 | 14 | 6.37 | 511.1 | 29.27 | 29.39 | 7.04 | 22.35 | 34.02 | 1000 | 665.8 | 0.2499 | 0.3928 | 0.962 | 0.7348
Kadmat | 2025-06-08 15:00 | 6 | 159 | 15 | 6.31 | 447.6 | 29.08 | 29.39 | 7.04 | 22.35 | 38.02 | 1000 | 690.5 | 0.2422 | 0.3458 | 0.9624 | 0.8212
Kadmat | 2025-06-08 16:00 | 6 | 159 | 16 | 5.4 | 321 | 28.92 | 29.38 | 7.04 | 22.35 | 38.57 | 1000 | 666 | 0.1503 | 0.2504 | 0.9616 | 0.8331
Kadmat | 2025-06-08 17:00 | 6 | 159 | 17 | 4.2 | 173.6 | 28.66 | 29.37 | 7.04 | 22.33 | 40.7 | 1000 | 777.8 | 0.0624 | 0.1369 | 0.9596 | 0.879
Kadmat | 2025-06-08 18:00 | 6 | 159 | 18 | 4.55 | 38 | 28.11 | 29.34 | 7.04 | 22.3 | 42.73 | 1000 | 820.5 | 0.0848 | 0.0303 | 0.9565 | 0.9
Kadmat | 2025-06-08 19:00 | 6 | 159 | 19 | 4.11 | 0 | 27.92 | 29.31 | 7.04 | 22.27 | 42.19 | 1000 | 883.2 | 0.0573 | 0 | 0.9525 | 0.9
Kadmat | 2025-06-08 20:00 | 6 | 159 | 20 | 2.37 | 0 | 27.37 | 29.27 | 7.04 | 22.23 | 41.61 | 1000 | 835.4 | 0 | 0 | 0.9479 | 0.8988
Kadmat | 2025-06-08 21:00 | 6 | 159 | 21 | 2.65 | 0 | 27 | 29.23 | 7.04 | 22.19 | 45.04 | 1000 | 736.8 | 0.0027 | 0 | 0.943 | 0.9
Kadmat | 2025-06-08 22:00 | 6 | 159 | 22 | 4.42 | 0 | 26.7 | 29.19 | 7.04 | 22.15 | 46.41 | 1000 | 698.9 | 0.0763 | 0 | 0.9382 | 0.9
Kadmat | 2025-06-08 23:00 | 6 | 159 | 23 | 4.33 | 0 | 26.24 | 29.15 | 7.04 | 22.11 | 49.84 | 1000 | 580.2 | 0.0708 | 0 | 0.9336 | 0.9
Kadmat | 2025-06-09 00:00 | 6 | 160 | 0 | 4.74 | 0 | 25.82 | 29.12 | 7.04 | 22.08 | 47.98 | 1000 | 490.5 | 0.0983 | 0 | 0.9297 | 0.9
Kadmat | 2025-06-09 01:00 | 6 | 160 | 1 | 4.11 | 0 | 26 | 29.09 | 7.04 | 22.06 | 47.85 | 1000 | 449 | 0.0569 | 0 | 0.9266 | 0.9
Kadmat | 2025-06-09 02:00 | 6 | 160 | 2 | 3.86 | 0 | 25.94 | 29.08 | 7.04 | 22.04 | 48.88 | 1000 | 442.9 | 0.0437 | 0 | 0.9246 | 0.9
Kadmat | 2025-06-09 03:00 | 6 | 160 | 3 | 4.16 | 0 | 25.97 | 29.07 | 7.04 | 22.03 | 47.09 | 1000 | 430.9 | 0.0604 | 0 | 0.9238 | 0.9
Kadmat | 2025-06-09 04:00 | 6 | 160 | 4 | 3.69 | 0 | 26.25 | 29.07 | 7.04 | 22.04 | 46.08 | 1000 | 428.4 | 0.0359 | 0 | 0.9242 | 0.9
Kadmat | 2025-06-09 05:00 | 6 | 160 | 5 | 4.23 | 0 | 26.85 | 29.09 | 7.04 | 22.05 | 42.1 | 1000 | 495.4 | 0.0648 | 0 | 0.9258 | 0.9
Kadmat | 2025-06-09 06:00 | 6 | 160 | 6 | 4.37 | 6.7 | 27.01 | 29.11 | 7.04 | 22.07 | 40.35 | 1000 | 549.5 | 0.0731 | 0.0054 | 0.9284 | 0.8715
Kadmat | 2025-06-09 07:00 | 6 | 160 | 7 | 5.55 | 136.9 | 27.37 | 29.14 | 7.04 | 22.1 | 43.8 | 1000 | 579.3 | 0.1628 | 0.1087 | 0.932 | 0.9
Kadmat | 2025-06-09 08:00 | 6 | 160 | 8 | 6.03 | 262.4 | 27.75 | 29.17 | 7.04 | 22.13 | 45.06 | 1000 | 636.9 | 0.2103 | 0.2064 | 0.9361 | 0.9
Kadmat | 2025-06-09 09:00 | 6 | 160 | 9 | 6.11 | 328.4 | 28.04 | 29.21 | 7.04 | 22.17 | 44.65 | 1000 | 645.1 | 0.2197 | 0.2568 | 0.9406 | 0.9
Kadmat | 2025-06-09 10:00 | 6 | 160 | 10 | 5.86 | 448.7 | 28.45 | 29.25 | 7.04 | 22.21 | 43.67 | 1000 | 697.6 | 0.1933 | 0.3475 | 0.945 | 0.9
Kadmat | 2025-06-09 11:00 | 6 | 160 | 11 | 7.76 | 583.8 | 28.78 | 29.28 | 7.04 | 22.24 | 40.77 | 1000 | 689.8 | 0.442 | 0.4472 | 0.9492 | 0.8807
Kadmat | 2025-06-09 12:00 | 6 | 160 | 12 | 8.88 | 497.2 | 29.02 | 29.31 | 7.04 | 22.27 | 40.93 | 1000 | 689.5 | 0.6232 | 0.3829 | 0.9528 | 0.884
Kadmat | 2025-06-09 13:00 | 6 | 160 | 13 | 9.32 | 514 | 29.1 | 29.33 | 7.04 | 22.29 | 38.92 | 1000 | 688 | 0.6901 | 0.3952 | 0.9554 | 0.8407
Kadmat | 2025-06-09 14:00 | 6 | 160 | 14 | 7.81 | 478.7 | 29.17 | 29.35 | 7.04 | 22.31 | 33.72 | 1000 | 648.7 | 0.4505 | 0.369 | 0.957 | 0.7284
Kadmat | 2025-06-09 15:00 | 6 | 160 | 15 | 7.21 | 392.8 | 29.16 | 29.35 | 7.04 | 22.31 | 31.04 | 1000 | 660.5 | 0.3595 | 0.3045 | 0.9575 | 0.6704
Kadmat | 2025-06-09 16:00 | 6 | 160 | 16 | 7.61 | 285.9 | 29.25 | 29.34 | 7.04 | 22.3 | 29.2 | 1000 | 681.7 | 0.4186 | 0.2232 | 0.9566 | 0.6306
Kadmat | 2025-06-09 17:00 | 6 | 160 | 17 | 8.64 | 149.9 | 29.01 | 29.33 | 7.04 | 22.29 | 26.01 | 1000 | 811.4 | 0.5856 | 0.1183 | 0.9546 | 0.5618
Kadmat | 2025-06-09 18:00 | 6 | 160 | 18 | 8.05 | 38.6 | 28.83 | 29.3 | 7.04 | 22.26 | 28.17 | 1000 | 849.5 | 0.4888 | 0.0307 | 0.9515 | 0.6085
Kadmat | 2025-06-09 19:00 | 6 | 160 | 19 | 7.34 | 0 | 28.17 | 29.27 | 7.04 | 22.23 | 25.97 | 1000 | 888.1 | 0.3778 | 0 | 0.9476 | 0.5609
Kadmat | 2025-06-09 20:00 | 6 | 160 | 20 | 7.25 | 0 | 27.65 | 29.23 | 7.04 | 22.19 | 24.77 | 1000 | 830.5 | 0.366 | 0 | 0.943 | 0.5351
Kadmat | 2025-06-09 21:00 | 6 | 160 | 21 | 7.61 | 0 | 27.24 | 29.19 | 7.04 | 22.15 | 22.38 | 1000 | 795.9 | 0.4187 | 0 | 0.9381 | 0.4833
Kadmat | 2025-06-09 22:00 | 6 | 160 | 22 | 7.75 | 0 | 26.88 | 29.15 | 7.04 | 22.11 | 22.99 | 1000 | 685.3 | 0.4413 | 0 | 0.9332 | 0.4966
Kadmat | 2025-06-09 23:00 | 6 | 160 | 23 | 8.38 | 0 | 26.6 | 29.11 | 7.04 | 22.07 | 26.13 | 1000 | 583.4 | 0.5434 | 0 | 0.9287 | 0.5644
Kadmat | 2025-06-10 00:00 | 6 | 161 | 0 | 7.65 | 0 | 26.34 | 29.08 | 7.04 | 22.04 | 24.63 | 1000 | 489.7 | 0.4251 | 0 | 0.9248 | 0.532
Kadmat | 2025-06-10 01:00 | 6 | 161 | 1 | 9.33 | 0 | 26.17 | 29.05 | 7.04 | 22.01 | 26.68 | 1000 | 437.9 | 0.6909 | 0 | 0.9217 | 0.5762
Kadmat | 2025-06-10 02:00 | 6 | 161 | 2 | 8.66 | 0 | 26.24 | 29.04 | 7.04 | 22 | 26.77 | 1000 | 432.6 | 0.5883 | 0 | 0.9197 | 0.5783
Kadmat | 2025-06-10 03:00 | 6 | 161 | 3 | 9.14 | 0 | 26.12 | 29.03 | 7.04 | 21.99 | 26.35 | 1000 | 418.5 | 0.6634 | 0 | 0.9189 | 0.5691
Kadmat | 2025-06-10 04:00 | 6 | 161 | 4 | 8.8 | 0 | 26.32 | 29.03 | 7.04 | 21.99 | 27.11 | 1000 | 430.8 | 0.6103 | 0 | 0.9193 | 0.5855
Kadmat | 2025-06-10 05:00 | 6 | 161 | 5 | 9.33 | 0 | 26.35 | 29.05 | 7.04 | 22.01 | 31.59 | 1000 | 492.9 | 0.6908 | 0 | 0.9209 | 0.6824
Kadmat | 2025-06-10 06:00 | 6 | 161 | 6 | 9.47 | 11.5 | 26.73 | 29.07 | 7.04 | 22.03 | 35.85 | 1000 | 545.4 | 0.7114 | 0.0092 | 0.9235 | 0.7743
Kadmat | 2025-06-10 07:00 | 6 | 161 | 7 | 8.87 | 164.3 | 26.76 | 29.1 | 7.04 | 22.06 | 37.63 | 1000 | 603.4 | 0.6227 | 0.1306 | 0.9271 | 0.8128
Kadmat | 2025-06-10 08:00 | 6 | 161 | 8 | 7.94 | 361.6 | 27.21 | 29.13 | 7.04 | 22.09 | 41.59 | 1000 | 624.9 | 0.4716 | 0.2829 | 0.9312 | 0.8984
Kadmat | 2025-06-10 09:00 | 6 | 161 | 9 | 6.55 | 465.2 | 27.64 | 29.17 | 7.04 | 22.13 | 39.87 | 1000 | 670.4 | 0.2714 | 0.3609 | 0.9356 | 0.8612
Kadmat | 2025-06-10 10:00 | 6 | 161 | 10 | 5.17 | 715.8 | 28.34 | 29.21 | 7.04 | 22.17 | 37.33 | 1000 | 663 | 0.1311 | 0.5441 | 0.9401 | 0.8063
Kadmat | 2025-06-10 11:00 | 6 | 161 | 11 | 4.47 | 729.6 | 28.83 | 29.24 | 7.04 | 22.2 | 33.88 | 1000 | 701.9 | 0.0792 | 0.553 | 0.9443 | 0.7318
Kadmat | 2025-06-10 12:00 | 6 | 161 | 12 | 3.45 | 905.2 | 29.06 | 29.27 | 7.04 | 22.23 | 31.29 | 1000 | 675.3 | 0.0253 | 0.6769 | 0.9478 | 0.6758
Kadmat | 2025-06-10 13:00 | 6 | 161 | 13 | 3.38 | 827.9 | 29.22 | 29.29 | 7.04 | 22.25 | 33.18 | 1000 | 707.3 | 0.0225 | 0.6222 | 0.9505 | 0.7167
Kadmat | 2025-06-10 14:00 | 6 | 161 | 14 | 3.37 | 784.2 | 28.97 | 29.31 | 7.04 | 22.27 | 36.39 | 1000 | 664.9 | 0.0224 | 0.5918 | 0.9521 | 0.786
Kadmat | 2025-06-10 15:00 | 6 | 161 | 15 | 3.59 | 599.9 | 28.97 | 29.31 | 7.04 | 22.27 | 39.28 | 1000 | 679.3 | 0.0312 | 0.4587 | 0.9525 | 0.8485
Kadmat | 2025-06-10 16:00 | 6 | 161 | 16 | 3.44 | 499.2 | 28.71 | 29.3 | 7.04 | 22.26 | 37.52 | 1000 | 679.4 | 0.0249 | 0.3848 | 0.9517 | 0.8104
Kadmat | 2025-06-10 17:00 | 6 | 161 | 17 | 2.81 | 272.1 | 28.29 | 29.29 | 7.04 | 22.25 | 40.69 | 1000 | 744 | 0.0055 | 0.2134 | 0.9497 | 0.8789
Kadmat | 2025-06-10 18:00 | 6 | 161 | 18 | 3.59 | 59 | 27.91 | 29.26 | 7.04 | 22.22 | 36.56 | 1000 | 849.2 | 0.031 | 0.047 | 0.9466 | 0.7898
Kadmat | 2025-06-10 19:00 | 6 | 161 | 19 | 3.47 | 0 | 27.47 | 29.23 | 7.04 | 22.19 | 42.74 | 1000 | 883.8 | 0.0259 | 0 | 0.9426 | 0.9
Kadmat | 2025-06-10 20:00 | 6 | 161 | 20 | 3.85 | 0 | 27.17 | 29.19 | 7.04 | 22.15 | 47.33 | 1000 | 854.1 | 0.0432 | 0 | 0.9381 | 0.9
Kadmat | 2025-06-10 21:00 | 6 | 161 | 21 | 3.66 | 0 | 26.78 | 29.15 | 7.04 | 22.11 | 48.49 | 1000 | 819.4 | 0.0345 | 0 | 0.9332 | 0.9
Kadmat | 2025-06-10 22:00 | 6 | 161 | 22 | 3.1 | 0 | 26.57 | 29.11 | 7.04 | 22.07 | 53.83 | 1000 | 691.7 | 0.0125 | 0 | 0.9283 | 0.9
Kadmat | 2025-06-10 23:00 | 6 | 161 | 23 | 4.45 | 0 | 26.27 | 29.07 | 7.04 | 22.03 | 61.08 | 1000 | 544.9 | 0.0779 | 0 | 0.9238 | 0.9
Kadmat | 2025-06-11 00:00 | 6 | 162 | 0 | 5.36 | 0 | 25.83 | 29.04 | 7.04 | 22 | 68.32 | 1000 | 485.8 | 0.1468 | 0 | 0.9199 | 0.9
Kadmat | 2025-06-11 01:00 | 6 | 162 | 1 | 6.37 | 0 | 25.69 | 29.02 | 7.04 | 21.97 | 70.89 | 1000 | 449.7 | 0.2493 | 0 | 0.9168 | 0.9
Kadmat | 2025-06-11 02:00 | 6 | 162 | 2 | 6.81 | 0 | 25.68 | 29 | 7.04 | 21.96 | 65.72 | 1000 | 447.5 | 0.3043 | 0 | 0.9148 | 0.9
Kadmat | 2025-06-11 03:00 | 6 | 162 | 3 | 7.08 | 0 | 25.65 | 28.99 | 7.04 | 21.95 | 62.74 | 1000 | 404.8 | 0.3412 | 0 | 0.914 | 0.9
Kadmat | 2025-06-11 04:00 | 6 | 162 | 4 | 7.19 | 0 | 25.67 | 29 | 7.04 | 21.95 | 62.32 | 1000 | 421.1 | 0.3571 | 0 | 0.9144 | 0.9
Kadmat | 2025-06-11 05:00 | 6 | 162 | 5 | 7.41 | 0 | 25.78 | 29.01 | 7.04 | 21.97 | 65.01 | 1000 | 465 | 0.3879 | 0 | 0.916 | 0.9
Kadmat | 2025-06-11 06:00 | 6 | 162 | 6 | 8.62 | 7.1 | 26.26 | 29.03 | 7.04 | 21.99 | 64.75 | 1000 | 527.2 | 0.5827 | 0.0057 | 0.9186 | 0.9
Kadmat | 2025-06-11 07:00 | 6 | 162 | 7 | 7.47 | 150 | 26.69 | 29.06 | 7.04 | 22.02 | 51.78 | 1000 | 598.7 | 0.3977 | 0.1193 | 0.9221 | 0.9
Kadmat | 2025-06-11 08:00 | 6 | 162 | 8 | 8.74 | 300.7 | 27.27 | 29.09 | 7.04 | 22.05 | 50.27 | 1000 | 654.1 | 0.6007 | 0.2363 | 0.9263 | 0.9
Kadmat | 2025-06-11 09:00 | 6 | 162 | 9 | 11.13 | 430.2 | 27.61 | 29.13 | 7.04 | 22.09 | 46.96 | 1000 | 641.1 | 0.88 | 0.3346 | 0.9307 | 0.9
Kadmat | 2025-06-11 10:00 | 6 | 162 | 10 | 10.57 | 508.9 | 28.01 | 29.17 | 7.04 | 22.13 | 46.25 | 1000 | 646.9 | 0.8423 | 0.393 | 0.9352 | 0.9
Kadmat | 2025-06-11 11:00 | 6 | 162 | 11 | 10.32 | 664.3 | 28.42 | 29.2 | 7.04 | 22.16 | 41.99 | 1000 | 702.8 | 0.8181 | 0.5067 | 0.9393 | 0.9
Kadmat | 2025-06-11 12:00 | 6 | 162 | 12 | 10.11 | 651.1 | 28.72 | 29.23 | 7.04 | 22.19 | 40.4 | 1000 | 688.9 | 0.7953 | 0.4965 | 0.9429 | 0.8726
Kadmat | 2025-06-11 13:00 | 6 | 162 | 13 | 11.68 | 563.3 | 28.75 | 29.26 | 7.04 | 22.21 | 36.48 | 1000 | 671.8 | 0.8966 | 0.4322 | 0.9455 | 0.788
Kadmat | 2025-06-11 14:00 | 6 | 162 | 14 | 8.99 | 485.9 | 28.9 | 29.27 | 7.04 | 22.23 | 35.67 | 1000 | 669.2 | 0.6408 | 0.3747 | 0.9471 | 0.7704
Kadmat | 2025-06-11 15:00 | 6 | 162 | 15 | 8.88 | 413.2 | 28.86 | 29.27 | 7.04 | 22.23 | 30.24 | 1000 | 681.6 | 0.624 | 0.3203 | 0.9475 | 0.6531
Kadmat | 2025-06-11 16:00 | 6 | 162 | 16 | 10.42 | 340 | 28.82 | 29.27 | 7.04 | 22.22 | 29.82 | 1000 | 695.8 | 0.828 | 0.265 | 0.9467 | 0.6442
Kadmat | 2025-06-11 17:00 | 6 | 162 | 17 | 10.52 | 209.4 | 28.71 | 29.25 | 7.04 | 22.21 | 27.99 | 1000 | 751.3 | 0.8389 | 0.1647 | 0.9447 | 0.6045
Kadmat | 2025-06-11 18:00 | 6 | 162 | 18 | 11.77 | 41.9 | 28.33 | 29.22 | 7.04 | 22.18 | 26.59 | 1000 | 849.4 | 0.8975 | 0.0334 | 0.9416 | 0.5743
Kadmat | 2025-06-11 19:00 | 6 | 162 | 19 | 11.16 | 0 | 27.93 | 29.19 | 7.04 | 22.15 | 26.07 | 1000 | 876 | 0.8813 | 0 | 0.9377 | 0.5632
Kadmat | 2025-06-11 20:00 | 6 | 162 | 20 | 11.82 | 0 | 27.44 | 29.15 | 7.04 | 22.11 | 30.17 | 1000 | 856.2 | 0.898 | 0 | 0.9331 | 0.6516
Kadmat | 2025-06-11 21:00 | 6 | 162 | 21 | 14.26 | 0 | 27.03 | 29.11 | 7.04 | 22.07 | 34.49 | 1000 | 790.9 | 0.9 | 0 | 0.9283 | 0.7449
Kadmat | 2025-06-11 22:00 | 6 | 162 | 22 | 14.47 | 0 | 26.75 | 29.07 | 7.04 | 22.03 | 30.1 | 1000 | 706.4 | 0.9 | 0 | 0.9234 | 0.6501
Kadmat | 2025-06-11 23:00 | 6 | 162 | 23 | 15.01 | 0 | 26.38 | 29.03 | 7.04 | 21.99 | 29.27 | 1000 | 589.8 | 0.9 | 0 | 0.9189 | 0.6322
Kadmat | 2025-06-12 00:00 | 6 | 163 | 0 | 13.79 | 0 | 26.34 | 29 | 7.04 | 21.96 | 33.99 | 1000 | 473.3 | 0.9 | 0 | 0.915 | 0.7341
Kadmat | 2025-06-12 01:00 | 6 | 163 | 1 | 12.34 | 0 | 26.42 | 28.98 | 7.04 | 21.93 | 29.8 | 1000 | 445.2 | 0.9 | 0 | 0.9119 | 0.6436
Kadmat | 2025-06-12 02:00 | 6 | 163 | 2 | 12.47 | 0 | 26.45 | 28.96 | 7.04 | 21.92 | 31.13 | 1000 | 421.8 | 0.9 | 0 | 0.9099 | 0.6725
Kadmat | 2025-06-12 03:00 | 6 | 163 | 3 | 11.71 | 0 | 26.73 | 28.95 | 7.04 | 21.91 | 30.37 | 1000 | 439.7 | 0.8969 | 0 | 0.9091 | 0.6561
Kadmat | 2025-06-12 04:00 | 6 | 163 | 4 | 11.18 | 0 | 26.66 | 28.96 | 7.04 | 21.91 | 34.13 | 1000 | 411.7 | 0.882 | 0 | 0.9095 | 0.7371
Kadmat | 2025-06-12 05:00 | 6 | 163 | 5 | 10.03 | 0 | 26.7 | 28.97 | 7.04 | 21.93 | 30.31 | 1000 | 484.6 | 0.7861 | 0 | 0.9111 | 0.6548
Kadmat | 2025-06-12 06:00 | 6 | 163 | 6 | 9.94 | 6.6 | 27.05 | 28.99 | 7.04 | 21.95 | 29.59 | 1000 | 536.6 | 0.7745 | 0.0053 | 0.9137 | 0.6392
Kadmat | 2025-06-12 07:00 | 6 | 163 | 7 | 10.1 | 104.9 | 27.21 | 29.02 | 7.04 | 21.98 | 29.21 | 1000 | 581.9 | 0.7941 | 0.0835 | 0.9173 | 0.631
Kadmat | 2025-06-12 08:00 | 6 | 163 | 8 | 7.7 | 246.9 | 27.52 | 29.06 | 7.04 | 22.01 | 29.86 | 1000 | 621.9 | 0.4333 | 0.1945 | 0.9214 | 0.645
Kadmat | 2025-06-12 09:00 | 6 | 163 | 9 | 8.05 | 331.4 | 28.06 | 29.09 | 7.04 | 22.05 | 33.39 | 1000 | 629.1 | 0.4885 | 0.2591 | 0.9258 | 0.7212
Kadmat | 2025-06-12 10:00 | 6 | 163 | 10 | 10.19 | 438.9 | 28.36 | 29.13 | 7.04 | 22.09 | 30.37 | 1000 | 663.2 | 0.8033 | 0.3402 | 0.9303 | 0.6559
Kadmat | 2025-06-12 11:00 | 6 | 163 | 11 | 9.68 | 505.4 | 28.95 | 29.16 | 7.04 | 22.12 | 32.58 | 1000 | 686.6 | 0.7402 | 0.3891 | 0.9344 | 0.7038
Kadmat | 2025-06-12 12:00 | 6 | 163 | 12 | 12.32 | 511.4 | 29.06 | 29.19 | 7.04 | 22.15 | 33.54 | 1000 | 699.6 | 0.9 | 0.3934 | 0.9379 | 0.7245
Kadmat | 2025-06-12 13:00 | 6 | 163 | 13 | 11.42 | 530.7 | 29.28 | 29.22 | 7.04 | 22.17 | 38.34 | 1000 | 685.2 | 0.8914 | 0.4073 | 0.9406 | 0.8282
Kadmat | 2025-06-12 14:00 | 6 | 163 | 14 | 11.11 | 398.2 | 29.33 | 29.23 | 7.04 | 22.18 | 37.5 | 1000 | 644.6 | 0.8791 | 0.3084 | 0.9422 | 0.81
Kadmat | 2025-06-12 15:00 | 6 | 163 | 15 | 10.63 | 421.6 | 29.31 | 29.23 | 7.04 | 22.19 | 37.39 | 1000 | 674.2 | 0.8466 | 0.326 | 0.9426 | 0.8075
Kadmat | 2025-06-12 16:00 | 6 | 163 | 16 | 11.72 | 248.8 | 28.96 | 29.23 | 7.04 | 22.18 | 35.97 | 1000 | 696.9 | 0.897 | 0.195 | 0.9418 | 0.7771
Kadmat | 2025-06-12 17:00 | 6 | 163 | 17 | 12.22 | 164.2 | 28.79 | 29.21 | 7.04 | 22.16 | 34.75 | 1000 | 780 | 0.9 | 0.1295 | 0.9398 | 0.7505
Kadmat | 2025-06-12 18:00 | 6 | 163 | 18 | 10.72 | 32.9 | 28.38 | 29.18 | 7.04 | 22.14 | 35.41 | 1000 | 814 | 0.8535 | 0.0262 | 0.9367 | 0.7649
Kadmat | 2025-06-12 19:00 | 6 | 163 | 19 | 12.7 | 0 | 28.09 | 29.15 | 7.04 | 22.11 | 31.19 | 1000 | 872.6 | 0.9 | 0 | 0.9328 | 0.6737
Kadmat | 2025-06-12 20:00 | 6 | 163 | 20 | 12.05 | 0 | 27.57 | 29.11 | 7.04 | 22.07 | 32.87 | 1000 | 811.6 | 0.9 | 0 | 0.9282 | 0.71
Kadmat | 2025-06-12 21:00 | 6 | 163 | 21 | 12.5 | 0 | 27.25 | 29.07 | 7.04 | 22.03 | 28.55 | 1000 | 771.8 | 0.9 | 0 | 0.9234 | 0.6166
Kadmat | 2025-06-12 22:00 | 6 | 163 | 22 | 14.27 | 0 | 26.78 | 29.03 | 7.04 | 21.99 | 28.11 | 1000 | 671.5 | 0.9 | 0 | 0.9185 | 0.6073
Kadmat | 2025-06-12 23:00 | 6 | 163 | 23 | 13.78 | 0 | 26.34 | 28.99 | 7.05 | 21.95 | 27.69 | 1000 | 552.7 | 0.9 | 0 | 0.914 | 0.5982
Kadmat | 2025-06-13 00:00 | 6 | 164 | 0 | 13.08 | 0 | 26.18 | 28.96 | 7.05 | 21.92 | 25.96 | 1000 | 487.2 | 0.9 | 0 | 0.9101 | 0.5608
Kadmat | 2025-06-13 01:00 | 6 | 164 | 1 | 14.12 | 0 | 26 | 28.94 | 7.05 | 21.89 | 25.05 | 1000 | 457.1 | 0.9 | 0 | 0.907 | 0.5412
Kadmat | 2025-06-13 02:00 | 6 | 164 | 2 | 14.54 | 0 | 26.07 | 28.92 | 7.05 | 21.87 | 24.09 | 1000 | 445.4 | 0.9 | 0 | 0.9051 | 0.5203
Kadmat | 2025-06-13 03:00 | 6 | 164 | 3 | 14.13 | 0 | 25.98 | 28.91 | 7.05 | 21.87 | 21.75 | 1000 | 413 | 0.9 | 0 | 0.9043 | 0.4699
Kadmat | 2025-06-13 04:00 | 6 | 164 | 4 | 12.32 | 0 | 26.14 | 28.92 | 7.05 | 21.87 | 21.16 | 1000 | 446.2 | 0.9 | 0 | 0.9047 | 0.457
Kadmat | 2025-06-13 05:00 | 6 | 164 | 5 | 12.28 | 0 | 26.33 | 28.93 | 7.05 | 21.88 | 21.59 | 1000 | 502.2 | 0.9 | 0 | 0.9062 | 0.4663
Kadmat | 2025-06-13 06:00 | 6 | 164 | 6 | 11.88 | 7.5 | 26.72 | 28.95 | 7.05 | 21.91 | 20.83 | 1000 | 561.9 | 0.8987 | 0.006 | 0.9089 | 0.45
Kadmat | 2025-06-13 07:00 | 6 | 164 | 7 | 10.89 | 135.3 | 27.33 | 28.98 | 7.05 | 21.94 | 22.22 | 1000 | 623 | 0.8662 | 0.1075 | 0.9124 | 0.4799
Kadmat | 2025-06-13 08:00 | 6 | 164 | 8 | 10.5 | 299.8 | 27.81 | 29.02 | 7.05 | 21.97 | 24.77 | 1000 | 613.8 | 0.8374 | 0.2351 | 0.9165 | 0.5351
Kadmat | 2025-06-13 09:00 | 6 | 164 | 9 | 9.87 | 414.6 | 28.07 | 29.05 | 7.05 | 22.01 | 19.19 | 1000 | 658.2 | 0.7655 | 0.3223 | 0.9209 | 0.4145
Kadmat | 2025-06-13 10:00 | 6 | 164 | 10 | 8.03 | 538.4 | 28.45 | 29.09 | 7.05 | 22.04 | 20.79 | 1000 | 668.1 | 0.4851 | 0.4143 | 0.9253 | 0.4492
Kadmat | 2025-06-13 11:00 | 6 | 164 | 11 | 7.45 | 576.9 | 28.75 | 29.12 | 7.05 | 22.08 | 21.38 | 1000 | 652.9 | 0.3946 | 0.4422 | 0.9295 | 0.4619
Kadmat | 2025-06-13 12:00 | 6 | 164 | 12 | 4.16 | 626.6 | 29.05 | 29.15 | 7.05 | 22.11 | 22 | 1000 | 671.1 | 0.0603 | 0.4781 | 0.933 | 0.4752
Kadmat | 2025-06-13 13:00 | 6 | 164 | 13 | 3.77 | 560.3 | 29.25 | 29.18 | 7.05 | 22.13 | 22.88 | 1000 | 687.9 | 0.0396 | 0.4292 | 0.9357 | 0.4941
Kadmat | 2025-06-13 14:00 | 6 | 164 | 14 | 3.37 | 527 | 29.18 | 29.19 | 7.05 | 22.14 | 21.37 | 1000 | 666.9 | 0.0223 | 0.4048 | 0.9373 | 0.4615
Kadmat | 2025-06-13 15:00 | 6 | 164 | 15 | 4.17 | 405.9 | 29.17 | 29.19 | 7.05 | 22.15 | 21.42 | 1000 | 684 | 0.0606 | 0.3144 | 0.9377 | 0.4627
Kadmat | 2025-06-13 16:00 | 6 | 164 | 16 | 5.02 | 364.9 | 28.89 | 29.19 | 7.05 | 22.14 | 21.16 | 1000 | 688.3 | 0.1185 | 0.2838 | 0.9368 | 0.4571
Kadmat | 2025-06-13 17:00 | 6 | 164 | 17 | 4.19 | 192 | 28.65 | 29.17 | 7.05 | 22.12 | 21.25 | 1000 | 763.2 | 0.0622 | 0.1512 | 0.9348 | 0.459
Kadmat | 2025-06-13 18:00 | 6 | 164 | 18 | 2.55 | 40.2 | 28.33 | 29.14 | 7.05 | 22.1 | 25.3 | 1000 | 862.5 | 0.001 | 0.0321 | 0.9318 | 0.5464
Kadmat | 2025-06-13 19:00 | 6 | 164 | 19 | 1.47 | 0 | 28.03 | 29.11 | 7.05 | 22.07 | 22.64 | 1000 | 863.5 | 0 | 0 | 0.9278 | 0.4891
Kadmat | 2025-06-13 20:00 | 6 | 164 | 20 | 1.52 | 0 | 27.75 | 29.07 | 7.05 | 22.03 | 23.4 | 1000 | 802.7 | 0 | 0 | 0.9233 | 0.5054
Kadmat | 2025-06-13 21:00 | 6 | 164 | 21 | 2.43 | 0 | 27.22 | 29.03 | 7.05 | 21.99 | 24.23 | 1000 | 821.4 | 0 | 0 | 0.9185 | 0.5234
Kadmat | 2025-06-13 22:00 | 6 | 164 | 22 | 2.67 | 0 | 26.91 | 28.99 | 7.05 | 21.95 | 24.2 | 1000 | 696.5 | 0.003 | 0 | 0.9136 | 0.5228
Kadmat | 2025-06-13 23:00 | 6 | 164 | 23 | 2.92 | 0 | 26.58 | 28.96 | 7.05 | 21.91 | 25.47 | 1000 | 568.3 | 0.0076 | 0 | 0.9091 | 0.5501
Kadmat | 2025-06-14 00:00 | 6 | 165 | 0 | 3.21 | 0 | 26.19 | 28.92 | 7.05 | 21.88 | 27.3 | 1000 | 470 | 0.0167 | 0 | 0.9052 | 0.5897
Kadmat | 2025-06-14 01:00 | 6 | 165 | 1 | 3.31 | 0 | 25.93 | 28.9 | 7.05 | 21.85 | 29.31 | 1000 | 460.1 | 0.0202 | 0 | 0.9022 | 0.633
Kadmat | 2025-06-14 02:00 | 6 | 165 | 2 | 3.34 | 0 | 25.81 | 28.88 | 7.05 | 21.83 | 28.97 | 1000 | 421 | 0.0213 | 0 | 0.9002 | 0.6257
Kadmat | 2025-06-14 03:00 | 6 | 165 | 3 | 3.31 | 0 | 25.86 | 28.87 | 7.05 | 21.83 | 33.05 | 1000 | 418.6 | 0.0201 | 0 | 0.8994 | 0.7139
Kadmat | 2025-06-14 04:00 | 6 | 165 | 4 | 5.95 | 0 | 26.08 | 28.88 | 7.05 | 21.83 | 29.58 | 1000 | 438.8 | 0.2023 | 0 | 0.8998 | 0.639
Kadmat | 2025-06-14 05:00 | 6 | 165 | 5 | 5.56 | 0 | 26.28 | 28.89 | 7.05 | 21.84 | 32.04 | 1000 | 470.2 | 0.164 | 0 | 0.9014 | 0.692
Kadmat | 2025-06-14 06:00 | 6 | 165 | 6 | 5.85 | 7.6 | 26.49 | 28.91 | 7.05 | 21.87 | 33.23 | 1000 | 530.5 | 0.1922 | 0.0061 | 0.904 | 0.7178
Kadmat | 2025-06-14 07:00 | 6 | 165 | 7 | 6.55 | 157.7 | 26.88 | 28.94 | 7.05 | 21.9 | 33.33 | 1000 | 569.5 | 0.2708 | 0.1253 | 0.9075 | 0.7199
Kadmat | 2025-06-14 08:00 | 6 | 165 | 8 | 5.78 | 310.6 | 27.41 | 28.98 | 7.05 | 21.93 | 37.48 | 1000 | 654.3 | 0.186 | 0.2437 | 0.9116 | 0.8095
Kadmat | 2025-06-14 09:00 | 6 | 165 | 9 | 5.41 | 426.7 | 27.81 | 29.01 | 7.05 | 21.97 | 34.57 | 1000 | 621.2 | 0.151 | 0.3317 | 0.916 | 0.7466
Kadmat | 2025-06-14 10:00 | 6 | 165 | 10 | 6.62 | 588.3 | 28.24 | 29.05 | 7.05 | 22 | 38.01 | 1000 | 681.2 | 0.2803 | 0.4514 | 0.9204 | 0.821
Kadmat | 2025-06-14 11:00 | 6 | 165 | 11 | 6.2 | 637.4 | 28.72 | 29.09 | 7.05 | 22.04 | 35.46 | 1000 | 694.5 | 0.23 | 0.4865 | 0.9246 | 0.766
Kadmat | 2025-06-14 12:00 | 6 | 165 | 12 | 6.06 | 669.9 | 28.85 | 29.12 | 7.05 | 22.07 | 38.71 | 1000 | 710.4 | 0.2141 | 0.5099 | 0.9281 | 0.8361
Kadmat | 2025-06-14 13:00 | 6 | 165 | 13 | 4.94 | 704.5 | 29.22 | 29.14 | 7.05 | 22.09 | 38.77 | 1000 | 699.8 | 0.1129 | 0.5342 | 0.9307 | 0.8374
Kadmat | 2025-06-14 14:00 | 6 | 165 | 14 | 3.95 | 591.8 | 29.38 | 29.15 | 7.05 | 22.1 | 37.63 | 1000 | 683.3 | 0.0482 | 0.4521 | 0.9323 | 0.8128
Kadmat | 2025-06-14 15:00 | 6 | 165 | 15 | 3.75 | 494.3 | 29.47 | 29.15 | 7.05 | 22.11 | 33.92 | 1000 | 685.1 | 0.0388 | 0.3801 | 0.9327 | 0.7327
Kadmat | 2025-06-14 16:00 | 6 | 165 | 16 | 4.53 | 337.5 | 29.1 | 29.15 | 7.05 | 22.1 | 33.76 | 1000 | 700 | 0.0829 | 0.2628 | 0.9319 | 0.7292
Kadmat | 2025-06-14 17:00 | 6 | 165 | 17 | 5.2 | 208.6 | 28.7 | 29.13 | 7.05 | 22.08 | 38.48 | 1000 | 756.2 | 0.1333 | 0.1641 | 0.9299 | 0.8311
Kadmat | 2025-06-14 18:00 | 6 | 165 | 18 | 4.46 | 55 | 28.39 | 29.11 | 7.05 | 22.06 | 39.71 | 1000 | 841.8 | 0.0787 | 0.0437 | 0.9269 | 0.8577
Kadmat | 2025-06-14 19:00 | 6 | 165 | 19 | 3.81 | 0 | 28.16 | 29.07 | 7.05 | 22.02 | 36.15 | 1000 | 846.2 | 0.0416 | 0 | 0.9229 | 0.7809
Kadmat | 2025-06-14 20:00 | 6 | 165 | 20 | 3.44 | 0 | 27.71 | 29.03 | 7.05 | 21.99 | 36.21 | 1000 | 871.9 | 0.0248 | 0 | 0.9184 | 0.7822
Kadmat | 2025-06-14 21:00 | 6 | 165 | 21 | 3.08 | 0 | 27.38 | 28.99 | 7.05 | 21.95 | 33.7 | 1000 | 760.2 | 0.0119 | 0 | 0.9136 | 0.7278
Kadmat | 2025-06-14 22:00 | 6 | 165 | 22 | 2.7 | 0 | 26.97 | 28.95 | 7.05 | 21.91 | 32.68 | 1000 | 646.3 | 0.0036 | 0 | 0.9087 | 0.7059
Kadmat | 2025-06-14 23:00 | 6 | 165 | 23 | 2.97 | 0 | 26.62 | 28.92 | 7.05 | 21.87 | 27.94 | 1000 | 535.2 | 0.0084 | 0 | 0.9042 | 0.6035
Kadmat | 2025-06-15 00:00 | 6 | 166 | 0 | 3.32 | 0 | 26.46 | 28.88 | 7.05 | 21.83 | 26.66 | 1000 | 472.2 | 0.0205 | 0 | 0.9003 | 0.5758
Kadmat | 2025-06-15 01:00 | 6 | 166 | 1 | 2.86 | 0 | 26.27 | 28.86 | 7.05 | 21.81 | 30.52 | 1000 | 431.1 | 0.0064 | 0 | 0.8973 | 0.6592
Kadmat | 2025-06-15 02:00 | 6 | 166 | 2 | 3.32 | 0 | 26.2 | 28.84 | 7.05 | 21.79 | 29.01 | 1000 | 436.4 | 0.0206 | 0 | 0.8953 | 0.6266
Kadmat | 2025-06-15 03:00 | 6 | 166 | 3 | 3.31 | 0 | 26.08 | 28.83 | 7.05 | 21.79 | 31.68 | 1000 | 415.5 | 0.0203 | 0 | 0.8945 | 0.6843
Kadmat | 2025-06-15 04:00 | 6 | 166 | 4 | 2.14 | 0 | 26.65 | 28.84 | 7.05 | 21.79 | 30.74 | 1000 | 427.5 | 0 | 0 | 0.8949 | 0.6639
Kadmat | 2025-06-15 05:00 | 6 | 166 | 5 | 2.17 | 0 | 27.06 | 28.85 | 7.05 | 21.8 | 27.41 | 1000 | 478.8 | 0 | 0 | 0.8965 | 0.592
Kadmat | 2025-06-15 06:00 | 6 | 166 | 6 | 2.8 | 5.2 | 27.31 | 28.87 | 7.05 | 21.82 | 27.37 | 1000 | 538.1 | 0.0054 | 0.0042 | 0.8991 | 0.5912
Kadmat | 2025-06-15 07:00 | 6 | 166 | 7 | 2.88 | 111.8 | 27.68 | 28.9 | 7.05 | 21.85 | 25.53 | 1000 | 576.3 | 0.0069 | 0.0888 | 0.9026 | 0.5515
Kadmat | 2025-06-15 08:00 | 6 | 166 | 8 | 2.23 | 203.6 | 28.3 | 28.94 | 7.05 | 21.89 | 26.01 | 1000 | 637.6 | 0 | 0.1605 | 0.9067 | 0.5618
Kadmat | 2025-06-15 09:00 | 6 | 166 | 9 | 1.45 | 323.4 | 28.78 | 28.97 | 7.05 | 21.93 | 28.69 | 1000 | 665.3 | 0 | 0.2523 | 0.9111 | 0.6196
Kadmat | 2025-06-15 10:00 | 6 | 166 | 10 | 2.11 | 417.5 | 29.2 | 29.01 | 7.05 | 21.96 | 27.64 | 1000 | 672.3 | 0 | 0.3231 | 0.9156 | 0.597
Kadmat | 2025-06-15 11:00 | 6 | 166 | 11 | 1.56 | 437.9 | 29.17 | 29.05 | 7.05 | 22 | 28.04 | 1000 | 675.1 | 0 | 0.3385 | 0.9197 | 0.6056
Kadmat | 2025-06-15 12:00 | 6 | 166 | 12 | 1.22 | 448.4 | 29.37 | 29.08 | 7.05 | 22.03 | 28.67 | 1000 | 715.5 | 0 | 0.346 | 0.9232 | 0.6192
Kadmat | 2025-06-15 13:00 | 6 | 166 | 13 | 2.11 | 441.6 | 29.58 | 29.1 | 7.05 | 22.05 | 26.29 | 1000 | 721.1 | 0 | 0.3407 | 0.9258 | 0.5679
Kadmat | 2025-06-15 14:00 | 6 | 166 | 14 | 1.53 | 405.4 | 29.76 | 29.11 | 7.05 | 22.06 | 25.05 | 1000 | 693.6 | 0 | 0.3133 | 0.9274 | 0.5411
Kadmat | 2025-06-15 15:00 | 6 | 166 | 15 | 2.64 | 324.5 | 29.56 | 29.11 | 7.05 | 22.07 | 20.95 | 1000 | 672.8 | 0.0026 | 0.2524 | 0.9278 | 0.4525
Kadmat | 2025-06-15 16:00 | 6 | 166 | 16 | 3.93 | 247.2 | 29.33 | 29.11 | 7.05 | 22.06 | 20.67 | 1000 | 702.7 | 0.047 | 0.1935 | 0.927 | 0.4465
Kadmat | 2025-06-15 17:00 | 6 | 166 | 17 | 4.03 | 156 | 29.2 | 29.09 | 7.05 | 22.04 | 21.57 | 1000 | 808.4 | 0.0524 | 0.1229 | 0.925 | 0.4659
Kadmat | 2025-06-15 18:00 | 6 | 166 | 18 | 2.8 | 32.1 | 28.85 | 29.07 | 7.05 | 22.02 | 17.87 | 1000 | 842.1 | 0.0055 | 0.0255 | 0.9219 | 0.3859
Kadmat | 2025-06-15 19:00 | 6 | 166 | 19 | 2.65 | 0 | 28.42 | 29.03 | 7.05 | 21.98 | 16.13 | 1000 | 849.8 | 0.0028 | 0 | 0.918 | 0.3484
Kadmat | 2025-06-15 20:00 | 6 | 166 | 20 | 1.97 | 0 | 27.87 | 29 | 7.05 | 21.95 | 17.62 | 1000 | 839.7 | 0 | 0 | 0.9135 | 0.3806
Kadmat | 2025-06-15 21:00 | 6 | 166 | 21 | 1.31 | 0 | 27.43 | 28.95 | 7.05 | 21.91 | 17.42 | 1000 | 765 | 0 | 0 | 0.9087 | 0.3763
Kadmat | 2025-06-15 22:00 | 6 | 166 | 22 | 1.84 | 0 | 26.88 | 28.91 | 7.05 | 21.86 | 17.42 | 1000 | 701.3 | 0 | 0 | 0.9039 | 0.3763
Kadmat | 2025-06-15 23:00 | 6 | 166 | 23 | 2 | 0 | 26.66 | 28.88 | 7.05 | 21.83 | 16.66 | 1000 | 564.8 | 0 | 0 | 0.8994 | 0.3598
Kadmat | 2025-06-16 00:00 | 6 | 167 | 0 | 2.44 | 0 | 26.32 | 28.84 | 7.05 | 21.79 | 15.85 | 1000 | 497.1 | 0 | 0 | 0.8955 | 0.3424
Kadmat | 2025-06-16 01:00 | 6 | 167 | 1 | 3.6 | 0 | 26.17 | 28.82 | 7.05 | 21.77 | 14.48 | 1000 | 428 | 0.0317 | 0 | 0.8925 | 0.3127
Kadmat | 2025-06-16 02:00 | 6 | 167 | 2 | 4.08 | 0 | 26.28 | 28.8 | 7.05 | 21.75 | 14.24 | 1000 | 447.3 | 0.0555 | 0 | 0.8906 | 0.3076
Kadmat | 2025-06-16 03:00 | 6 | 167 | 3 | 5.36 | 0 | 26.6 | 28.8 | 7.05 | 21.75 | 15.16 | 1000 | 421.8 | 0.1464 | 0 | 0.8898 | 0.3275
Kadmat | 2025-06-16 04:00 | 6 | 167 | 4 | 4.29 | 0 | 26.68 | 28.8 | 7.05 | 21.75 | 17.31 | 1000 | 454 | 0.0682 | 0 | 0.8903 | 0.3739
Kadmat | 2025-06-16 05:00 | 6 | 167 | 5 | 4.58 | 0 | 26.91 | 28.81 | 7.05 | 21.76 | 17.56 | 1000 | 474.7 | 0.0866 | 0 | 0.8919 | 0.3793
Kadmat | 2025-06-16 06:00 | 6 | 167 | 6 | 5.65 | 4.5 | 27.21 | 28.84 | 7.05 | 21.79 | 17.25 | 1000 | 549.8 | 0.1727 | 0.0036 | 0.8946 | 0.3726
Kadmat | 2025-06-16 07:00 | 6 | 167 | 7 | 5.85 | 104.7 | 27.44 | 28.87 | 7.05 | 21.82 | 15.96 | 1000 | 595.1 | 0.1925 | 0.0834 | 0.8981 | 0.3447
Kadmat | 2025-06-16 08:00 | 6 | 167 | 8 | 5.28 | 205.3 | 27.79 | 28.9 | 7.05 | 21.85 | 18.77 | 1000 | 631.1 | 0.1403 | 0.1621 | 0.9022 | 0.4055
Kadmat | 2025-06-16 09:00 | 6 | 167 | 9 | 6.64 | 283.2 | 28.3 | 28.94 | 7.05 | 21.89 | 19.37 | 1000 | 631.2 | 0.2823 | 0.222 | 0.9067 | 0.4183
Kadmat | 2025-06-16 10:00 | 6 | 167 | 10 | 8.57 | 400.8 | 28.71 | 28.98 | 7.05 | 21.93 | 18.2 | 1000 | 666.9 | 0.5749 | 0.3111 | 0.9112 | 0.3931
Kadmat | 2025-06-16 11:00 | 6 | 167 | 11 | 8.96 | 427.1 | 29.07 | 29.01 | 7.05 | 21.96 | 17.82 | 1000 | 683.4 | 0.6362 | 0.3305 | 0.9153 | 0.3849
Kadmat | 2025-06-16 12:00 | 6 | 167 | 12 | 8.97 | 442.9 | 29.28 | 29.04 | 7.05 | 21.99 | 18.26 | 1000 | 706.6 | 0.6377 | 0.342 | 0.9189 | 0.3943
Kadmat | 2025-06-16 13:00 | 6 | 167 | 13 | 9.02 | 372.1 | 29.17 | 29.06 | 7.05 | 22.01 | 17.6 | 1000 | 669.5 | 0.6455 | 0.2889 | 0.9216 | 0.3803
Kadmat | 2025-06-16 14:00 | 6 | 167 | 14 | 9.33 | 378.5 | 29.16 | 29.08 | 7.05 | 22.03 | 17.52 | 1000 | 682.9 | 0.6908 | 0.2938 | 0.9232 | 0.3784
Kadmat | 2025-06-16 15:00 | 6 | 167 | 15 | 10.12 | 327.4 | 29.07 | 29.08 | 7.05 | 22.03 | 19.46 | 1000 | 670.5 | 0.7954 | 0.2551 | 0.9237 | 0.4203
Kadmat | 2025-06-16 16:00 | 6 | 167 | 16 | 10.68 | 226.6 | 28.94 | 29.08 | 7.05 | 22.02 | 19.68 | 1000 | 686.7 | 0.8504 | 0.1779 | 0.9229 | 0.4251
Kadmat | 2025-06-16 17:00 | 6 | 167 | 17 | 10.67 | 135.6 | 28.85 | 29.06 | 7.05 | 22.01 | 18.15 | 1000 | 808.1 | 0.8495 | 0.1072 | 0.9209 | 0.3919
Kadmat | 2025-06-16 18:00 | 6 | 167 | 18 | 10.59 | 25.4 | 28.36 | 29.03 | 7.05 | 21.98 | 19.36 | 1000 | 836.1 | 0.8441 | 0.0203 | 0.9179 | 0.4182
Kadmat | 2025-06-16 19:00 | 6 | 167 | 19 | 10.58 | 0 | 27.79 | 29 | 7.05 | 21.95 | 21.25 | 1000 | 861 | 0.8432 | 0 | 0.9141 | 0.459
Kadmat | 2025-06-16 20:00 | 6 | 167 | 20 | 10.84 | 0 | 27.54 | 28.96 | 7.05 | 21.91 | 24.67 | 1000 | 808 | 0.8626 | 0 | 0.9096 | 0.5329
Kadmat | 2025-06-16 21:00 | 6 | 167 | 21 | 11.34 | 0 | 27.11 | 28.92 | 7.05 | 21.87 | 22.94 | 1000 | 803.6 | 0.8881 | 0 | 0.9048 | 0.4955
Kadmat | 2025-06-16 22:00 | 6 | 167 | 22 | 12.25 | 0 | 26.82 | 28.88 | 7.05 | 21.83 | 24.79 | 1000 | 646.9 | 0.9 | 0 | 0.9001 | 0.5354
Kadmat | 2025-06-16 23:00 | 6 | 167 | 23 | 10.68 | 0 | 26.36 | 28.85 | 7.05 | 21.8 | 23.65 | 1000 | 547.4 | 0.8505 | 0 | 0.8956 | 0.5108
Kadmat | 2025-06-17 00:00 | 6 | 168 | 0 | 11.05 | 0 | 26.21 | 28.81 | 7.05 | 21.76 | 23.79 | 1000 | 486.2 | 0.8769 | 0 | 0.8918 | 0.5138
Kadmat | 2025-06-17 01:00 | 6 | 168 | 1 | 12.31 | 0 | 26.13 | 28.79 | 7.05 | 21.74 | 23.66 | 1000 | 447.3 | 0.9 | 0 | 0.8888 | 0.5111
Kadmat | 2025-06-17 02:00 | 6 | 168 | 2 | 13.07 | 0 | 26.1 | 28.77 | 7.05 | 21.72 | 23.74 | 1000 | 452.4 | 0.9 | 0 | 0.8869 | 0.5128
Kadmat | 2025-06-17 03:00 | 6 | 168 | 3 | 14.05 | 0 | 26.11 | 28.77 | 7.05 | 21.71 | 23.52 | 1000 | 427.6 | 0.9 | 0 | 0.8862 | 0.5081
Kadmat | 2025-06-17 04:00 | 6 | 168 | 4 | 13.59 | 0 | 26.17 | 28.77 | 7.05 | 21.72 | 22.44 | 1000 | 417.3 | 0.9 | 0 | 0.8866 | 0.4847
Kadmat | 2025-06-17 05:00 | 6 | 168 | 5 | 15.65 | 0 | 26.32 | 28.78 | 7.05 | 21.73 | 22.8 | 1000 | 484.6 | 0.9 | 0 | 0.8882 | 0.4925
Kadmat | 2025-06-17 06:00 | 6 | 168 | 6 | 16.19 | 7.6 | 26.52 | 28.81 | 7.05 | 21.75 | 23.68 | 1000 | 566.5 | 0.9 | 0.0061 | 0.8909 | 0.5115
Kadmat | 2025-06-17 07:00 | 6 | 168 | 7 | 17.03 | 179 | 26.86 | 28.84 | 7.05 | 21.78 | 21.35 | 1000 | 573.7 | 0.9 | 0.142 | 0.8944 | 0.4612
Kadmat | 2025-06-17 08:00 | 6 | 168 | 8 | 15.06 | 339.9 | 27.44 | 28.87 | 7.05 | 21.82 | 17.91 | 1000 | 646.7 | 0.9 | 0.2662 | 0.8985 | 0.3869
Kadmat | 2025-06-17 09:00 | 6 | 168 | 9 | 14.05 | 493.1 | 27.77 | 28.91 | 7.05 | 21.86 | 19.55 | 1000 | 612.4 | 0.9 | 0.3816 | 0.903 | 0.4222
Kadmat | 2025-06-17 10:00 | 6 | 168 | 10 | 14.84 | 650.1 | 28.22 | 28.95 | 7.05 | 21.89 | 20.84 | 1000 | 679.5 | 0.9 | 0.4967 | 0.9074 | 0.45
Kadmat | 2025-06-17 11:00 | 6 | 168 | 11 | 13.92 | 681.5 | 28.46 | 28.98 | 7.05 | 21.93 | 19.86 | 1000 | 669.8 | 0.9 | 0.5191 | 0.9116 | 0.429
Kadmat | 2025-06-17 12:00 | 6 | 168 | 12 | 14.08 | 727.1 | 28.92 | 29.01 | 7.05 | 21.96 | 20.06 | 1000 | 718.7 | 0.9 | 0.5511 | 0.9151 | 0.4333
Kadmat | 2025-06-17 13:00 | 6 | 168 | 13 | 12.52 | 675.2 | 28.74 | 29.03 | 7.05 | 21.98 | 21.34 | 1000 | 666 | 0.9 | 0.514 | 0.9178 | 0.461
Kadmat | 2025-06-17 14:00 | 6 | 168 | 14 | 9.71 | 647.8 | 28.86 | 29.05 | 7.05 | 22 | 17.99 | 1000 | 677.1 | 0.7444 | 0.4939 | 0.9195 | 0.3886
Kadmat | 2025-06-17 15:00 | 6 | 168 | 15 | 9.69 | 502.1 | 28.68 | 29.05 | 7.05 | 22 | 15.32 | 1000 | 664.8 | 0.7419 | 0.3871 | 0.9199 | 0.331
Kadmat | 2025-06-17 16:00 | 6 | 168 | 16 | 9.07 | 425.6 | 28.77 | 29.05 | 7.05 | 21.99 | 16.8 | 1000 | 705.8 | 0.6528 | 0.3297 | 0.9192 | 0.3629
Kadmat | 2025-06-17 17:00 | 6 | 168 | 17 | 9.77 | 247.8 | 28.51 | 29.03 | 7.05 | 21.98 | 17.45 | 1000 | 795.5 | 0.7519 | 0.1946 | 0.9172 | 0.377
Kadmat | 2025-06-17 18:00 | 6 | 168 | 18 | 9.21 | 56.9 | 27.94 | 29 | 7.05 | 21.95 | 16.65 | 1000 | 863.9 | 0.6732 | 0.0454 | 0.9142 | 0.3596
Kadmat | 2025-06-17 19:00 | 6 | 168 | 19 | 6.78 | 0 | 27.44 | 28.97 | 7.05 | 21.92 | 15.17 | 1000 | 876.3 | 0.3014 | 0 | 0.9104 | 0.3276
Kadmat | 2025-06-17 20:00 | 6 | 168 | 20 | 7.87 | 0 | 27.16 | 28.93 | 7.05 | 21.88 | 13.91 | 1000 | 834.7 | 0.4595 | 0 | 0.9059 | 0.3005
Kadmat | 2025-06-17 21:00 | 6 | 168 | 21 | 11.23 | 0 | 26.67 | 28.89 | 7.05 | 21.84 | 14.33 | 1000 | 765.6 | 0.8841 | 0 | 0.9011 | 0.3096
Kadmat | 2025-06-17 22:00 | 6 | 168 | 22 | 11.88 | 0 | 26.11 | 28.85 | 7.05 | 21.8 | 16.03 | 1000 | 662.7 | 0.8987 | 0 | 0.8964 | 0.3461
Kadmat | 2025-06-17 23:00 | 6 | 168 | 23 | 11.05 | 0 | 25.94 | 28.82 | 7.05 | 21.76 | 16.23 | 1000 | 521.3 | 0.8768 | 0 | 0.892 | 0.3505
Kadmat | 2025-06-18 00:00 | 6 | 169 | 0 | 12.16 | 0 | 25.87 | 28.78 | 7.05 | 21.73 | 17.23 | 1000 | 458.6 | 0.9 | 0 | 0.8881 | 0.3721
Kadmat | 2025-06-18 01:00 | 6 | 169 | 1 | 13.34 | 0 | 25.82 | 28.76 | 7.05 | 21.71 | 19.03 | 1000 | 493.9 | 0.9 | 0 | 0.8852 | 0.4111
Kadmat | 2025-06-18 02:00 | 6 | 169 | 2 | 12.3 | 0 | 25.68 | 28.74 | 7.05 | 21.69 | 19.58 | 1000 | 434.6 | 0.9 | 0 | 0.8832 | 0.423
Kadmat | 2025-06-18 03:00 | 6 | 169 | 3 | 11.08 | 0 | 25.68 | 28.74 | 7.05 | 21.68 | 22.63 | 1000 | 423.3 | 0.8779 | 0 | 0.8825 | 0.4888
Kadmat | 2025-06-18 04:00 | 6 | 169 | 4 | 11.84 | 0 | 25.72 | 28.74 | 7.05 | 21.69 | 24.51 | 1000 | 444.5 | 0.8983 | 0 | 0.8829 | 0.5294
Kadmat | 2025-06-18 05:00 | 6 | 169 | 5 | 12.2 | 0 | 25.91 | 28.75 | 7.05 | 21.7 | 25.16 | 1000 | 450.2 | 0.9 | 0 | 0.8846 | 0.5434
Kadmat | 2025-06-18 06:00 | 6 | 169 | 6 | 12.52 | 7.6 | 26.34 | 28.78 | 7.05 | 21.72 | 24.63 | 1000 | 542.9 | 0.9 | 0.0061 | 0.8872 | 0.5321
Kadmat | 2025-06-18 07:00 | 6 | 169 | 7 | 14.9 | 168.3 | 26.87 | 28.81 | 7.05 | 21.75 | 24.12 | 1000 | 582.1 | 0.9 | 0.1336 | 0.8907 | 0.521
Kadmat | 2025-06-18 08:00 | 6 | 169 | 8 | 13.03 | 406.9 | 27.29 | 28.84 | 7.05 | 21.79 | 26.32 | 1000 | 607.9 | 0.9 | 0.3174 | 0.8949 | 0.5686
Kadmat | 2025-06-18 09:00 | 6 | 169 | 9 | 14.05 | 610.5 | 27.82 | 28.88 | 7.05 | 21.83 | 24.66 | 1000 | 670.5 | 0.9 | 0.4684 | 0.8993 | 0.5326
Kadmat | 2025-06-18 10:00 | 6 | 169 | 10 | 13.2 | 647 | 28.34 | 28.92 | 7.05 | 21.86 | 27.55 | 1000 | 684.1 | 0.9 | 0.4942 | 0.9037 | 0.5952
Kadmat | 2025-06-18 11:00 | 6 | 169 | 11 | 15.26 | 803.8 | 28.62 | 28.95 | 7.05 | 21.9 | 27.66 | 1000 | 703.7 | 0.9 | 0.6065 | 0.9079 | 0.5975
Kadmat | 2025-06-18 12:00 | 6 | 169 | 12 | 13.99 | 782.5 | 28.84 | 28.98 | 7.05 | 21.93 | 28.73 | 1000 | 736.5 | 0.9 | 0.5908 | 0.9114 | 0.6206
Kadmat | 2025-06-18 13:00 | 6 | 169 | 13 | 13.73 | 840.1 | 28.95 | 29 | 7.05 | 21.95 | 27.59 | 1000 | 697.2 | 0.9 | 0.6315 | 0.9141 | 0.5959
Kadmat | 2025-06-18 14:00 | 6 | 169 | 14 | 12.88 | 710.9 | 29.15 | 29.02 | 7.05 | 21.96 | 28.17 | 1000 | 657.9 | 0.9 | 0.5389 | 0.9158 | 0.6085
Kadmat | 2025-06-18 15:00 | 6 | 169 | 15 | 11.78 | 647.6 | 28.87 | 29.02 | 7.05 | 21.97 | 24.58 | 1000 | 678.6 | 0.8976 | 0.4937 | 0.9162 | 0.5309
Kadmat | 2025-06-18 16:00 | 6 | 169 | 16 | 11.18 | 462.7 | 28.76 | 29.02 | 7.05 | 21.96 | 22.73 | 1000 | 701.9 | 0.8819 | 0.3575 | 0.9154 | 0.4909
Kadmat | 2025-06-18 17:00 | 6 | 169 | 17 | 13.15 | 247 | 28.67 | 29 | 7.05 | 21.95 | 20.71 | 1000 | 764.8 | 0.9 | 0.1938 | 0.9135 | 0.4474
Kadmat | 2025-06-18 18:00 | 6 | 169 | 18 | 11.81 | 72 | 28.3 | 28.97 | 7.05 | 21.92 | 23.32 | 1000 | 848.7 | 0.8979 | 0.0572 | 0.9105 | 0.5037
Kadmat | 2025-06-18 19:00 | 6 | 169 | 19 | 9.73 | 0 | 27.86 | 28.94 | 7.05 | 21.89 | 23.94 | 1000 | 865.3 | 0.7476 | 0 | 0.9067 | 0.517
Kadmat | 2025-06-18 20:00 | 6 | 169 | 20 | 10.71 | 0 | 27.55 | 28.91 | 7.05 | 21.85 | 25.99 | 1000 | 861.7 | 0.853 | 0 | 0.9022 | 0.5614
Kadmat | 2025-06-18 21:00 | 6 | 169 | 21 | 10.23 | 0 | 27.32 | 28.87 | 7.05 | 21.81 | 28.13 | 1000 | 785.1 | 0.8079 | 0 | 0.8975 | 0.6076
Kadmat | 2025-06-18 22:00 | 6 | 169 | 22 | 10.87 | 0 | 27.03 | 28.83 | 7.05 | 21.77 | 29.17 | 1000 | 640.8 | 0.8646 | 0 | 0.8927 | 0.63
Kadmat | 2025-06-18 23:00 | 6 | 169 | 23 | 11.03 | 0 | 26.61 | 28.79 | 7.05 | 21.73 | 28.81 | 1000 | 563 | 0.876 | 0 | 0.8883 | 0.6222
Kadmat | 2025-06-19 00:00 | 6 | 170 | 0 | 11.49 | 0 | 26.35 | 28.76 | 7.05 | 21.7 | 31.69 | 1000 | 467.5 | 0.8944 | 0 | 0.8845 | 0.6846
Kadmat | 2025-06-19 01:00 | 6 | 170 | 1 | 11.48 | 0 | 26.01 | 28.73 | 7.05 | 21.68 | 33.79 | 1000 | 449.1 | 0.8937 | 0 | 0.8815 | 0.7298
Kadmat | 2025-06-19 02:00 | 6 | 170 | 2 | 10.32 | 0 | 26.04 | 28.71 | 7.06 | 21.66 | 32.02 | 1000 | 443.3 | 0.8175 | 0 | 0.8796 | 0.6915
Kadmat | 2025-06-19 03:00 | 6 | 170 | 3 | 9.62 | 0 | 25.98 | 28.71 | 7.06 | 21.65 | 31.45 | 1000 | 416 | 0.7323 | 0 | 0.8788 | 0.6793
Kadmat | 2025-06-19 04:00 | 6 | 170 | 4 | 11.87 | 0 | 26 | 28.71 | 7.06 | 21.66 | 29.91 | 1000 | 444.4 | 0.8986 | 0 | 0.8793 | 0.646
Kadmat | 2025-06-19 05:00 | 6 | 170 | 5 | 13.78 | 0 | 26.31 | 28.73 | 7.06 | 21.67 | 31 | 1000 | 476.3 | 0.9 | 0 | 0.8809 | 0.6695
Kadmat | 2025-06-19 06:00 | 6 | 170 | 6 | 15.22 | 3.6 | 26.57 | 28.75 | 7.06 | 21.69 | 30.53 | 1000 | 558.8 | 0.9 | 0.0029 | 0.8835 | 0.6595
Kadmat | 2025-06-19 07:00 | 6 | 170 | 7 | 15.88 | 86.5 | 27.12 | 28.78 | 7.06 | 21.72 | 27.1 | 1000 | 584.6 | 0.9 | 0.069 | 0.8871 | 0.5853
Kadmat | 2025-06-19 08:00 | 6 | 170 | 8 | 15.37 | 184.8 | 27.45 | 28.81 | 7.06 | 21.76 | 26.23 | 1000 | 620.2 | 0.9 | 0.1463 | 0.8912 | 0.5666
Kadmat | 2025-06-19 09:00 | 6 | 170 | 9 | 14.59 | 283.8 | 27.9 | 28.85 | 7.06 | 21.79 | 25.22 | 1000 | 686.9 | 0.9 | 0.2227 | 0.8956 | 0.5448
Kadmat | 2025-06-19 10:00 | 6 | 170 | 10 | 13 | 302.4 | 28.26 | 28.89 | 7.06 | 21.83 | 28.33 | 1000 | 678.7 | 0.9 | 0.2367 | 0.9001 | 0.6118
Kadmat | 2025-06-19 11:00 | 6 | 170 | 11 | 10.23 | 331.1 | 28.59 | 28.92 | 7.06 | 21.87 | 25.63 | 1000 | 682.5 | 0.8081 | 0.2584 | 0.9042 | 0.5537
Kadmat | 2025-06-19 12:00 | 6 | 170 | 12 | 10.15 | 320.9 | 28.81 | 28.95 | 7.06 | 21.9 | 25.15 | 1000 | 706 | 0.7996 | 0.2504 | 0.9077 | 0.5433
Kadmat | 2025-06-19 13:00 | 6 | 170 | 13 | 10.53 | 355.5 | 29.15 | 28.98 | 7.06 | 21.92 | 22.5 | 1000 | 658.1 | 0.8392 | 0.2764 | 0.9104 | 0.4861
Kadmat | 2025-06-19 14:00 | 6 | 170 | 14 | 8.82 | 328.1 | 29.14 | 28.99 | 7.06 | 21.93 | 21.48 | 1000 | 723.4 | 0.6141 | 0.2555 | 0.912 | 0.4639
Kadmat | 2025-06-19 15:00 | 6 | 170 | 15 | 10.23 | 267.2 | 29.12 | 28.99 | 7.06 | 21.94 | 22.24 | 1000 | 647.2 | 0.8077 | 0.209 | 0.9125 | 0.4805
Kadmat | 2025-06-19 16:00 | 6 | 170 | 16 | 10.16 | 193.2 | 28.91 | 28.99 | 7.06 | 21.93 | 22.51 | 1000 | 699.3 | 0.7998 | 0.1521 | 0.9117 | 0.4863
Kadmat | 2025-06-19 17:00 | 6 | 170 | 17 | 8.93 | 112.6 | 28.8 | 28.97 | 7.06 | 21.91 | 21.05 | 1000 | 737.3 | 0.6314 | 0.0891 | 0.9098 | 0.4546
Kadmat | 2025-06-19 18:00 | 6 | 170 | 18 | 8.99 | 27.6 | 28.61 | 28.95 | 7.06 | 21.89 | 22.22 | 1000 | 833 | 0.6416 | 0.022 | 0.9068 | 0.4799
Kadmat | 2025-06-19 19:00 | 6 | 170 | 19 | 9.65 | 0 | 28.29 | 28.91 | 7.06 | 21.86 | 23.11 | 1000 | 829.5 | 0.7361 | 0 | 0.903 | 0.4992
Kadmat | 2025-06-19 20:00 | 6 | 170 | 20 | 9.21 | 0 | 27.69 | 28.88 | 7.06 | 21.82 | 23.51 | 1000 | 853.1 | 0.6732 | 0 | 0.8985 | 0.5078
Kadmat | 2025-06-19 21:00 | 6 | 170 | 21 | 9.14 | 0 | 27.27 | 28.84 | 7.06 | 21.78 | 24.04 | 1000 | 824 | 0.6627 | 0 | 0.8938 | 0.5194
Kadmat | 2025-06-19 22:00 | 6 | 170 | 22 | 9.07 | 0 | 27.16 | 28.8 | 7.06 | 21.74 | 26.46 | 1000 | 677 | 0.6532 | 0 | 0.889 | 0.5716
Kadmat | 2025-06-19 23:00 | 6 | 170 | 23 | 8.7 | 0 | 26.88 | 28.76 | 7.06 | 21.7 | 27.13 | 1000 | 559.2 | 0.5951 | 0 | 0.8846 | 0.5859
Kadmat | 2025-06-20 00:00 | 6 | 171 | 0 | 7.61 | 0 | 26.49 | 28.73 | 7.06 | 21.67 | 27.22 | 1000 | 472.4 | 0.4191 | 0 | 0.8808 | 0.5879
Kadmat | 2025-06-20 01:00 | 6 | 171 | 1 | 7.97 | 0 | 26.45 | 28.7 | 7.06 | 21.64 | 27.73 | 1000 | 454.6 | 0.4764 | 0 | 0.8778 | 0.599
Kadmat | 2025-06-20 02:00 | 6 | 171 | 2 | 8.2 | 0 | 26.45 | 28.68 | 7.06 | 21.63 | 35.02 | 1000 | 420.2 | 0.5143 | 0 | 0.8759 | 0.7564
Kadmat | 2025-06-20 03:00 | 6 | 171 | 3 | 5.79 | 0 | 26.53 | 28.68 | 7.06 | 21.62 | 37.67 | 1000 | 397.4 | 0.1863 | 0 | 0.8752 | 0.8137
Kadmat | 2025-06-20 04:00 | 6 | 171 | 4 | 4.25 | 0 | 26.81 | 28.68 | 7.06 | 21.63 | 38.52 | 1000 | 437.1 | 0.0658 | 0 | 0.8756 | 0.832
Kadmat | 2025-06-20 05:00 | 6 | 171 | 5 | 3.73 | 0 | 26.99 | 28.7 | 7.06 | 21.64 | 37.8 | 1000 | 476.5 | 0.0378 | 0 | 0.8772 | 0.8164
Kadmat | 2025-06-20 06:00 | 6 | 171 | 6 | 4.15 | 4 | 27.06 | 28.72 | 7.06 | 21.66 | 33.95 | 1000 | 556.8 | 0.0595 | 0.0032 | 0.8799 | 0.7333
Kadmat | 2025-06-20 07:00 | 6 | 171 | 7 | 3.53 | 102.5 | 27.52 | 28.75 | 7.06 | 21.69 | 33.01 | 1000 | 586.8 | 0.0286 | 0.0816 | 0.8834 | 0.7129
Kadmat | 2025-06-20 08:00 | 6 | 171 | 8 | 3.69 | 210.8 | 27.81 | 28.78 | 7.06 | 21.73 | 35.42 | 1000 | 659.6 | 0.0357 | 0.1663 | 0.8875 | 0.765
Kadmat | 2025-06-20 09:00 | 6 | 171 | 9 | 3.84 | 281.2 | 28.09 | 28.82 | 7.06 | 21.76 | 35.93 | 1000 | 629 | 0.0429 | 0.2206 | 0.8919 | 0.776
Kadmat | 2025-06-20 10:00 | 6 | 171 | 10 | 4.58 | 335 | 28.36 | 28.86 | 7.06 | 21.8 | 35.79 | 1000 | 688.8 | 0.0871 | 0.2615 | 0.8964 | 0.7731
Kadmat | 2025-06-20 11:00 | 6 | 171 | 11 | 5.31 | 444.7 | 28.83 | 28.89 | 7.06 | 21.84 | 33.53 | 1000 | 693.4 | 0.1427 | 0.344 | 0.9005 | 0.7243
Kadmat | 2025-06-20 12:00 | 6 | 171 | 12 | 4.53 | 402 | 29.31 | 28.92 | 7.06 | 21.87 | 39.29 | 1000 | 700.8 | 0.083 | 0.3114 | 0.904 | 0.8487
Kadmat | 2025-06-20 13:00 | 6 | 171 | 13 | 5.53 | 372.9 | 29.33 | 28.95 | 7.06 | 21.89 | 37.02 | 1000 | 691.9 | 0.1613 | 0.2893 | 0.9067 | 0.7997
Kadmat | 2025-06-20 14:00 | 6 | 171 | 14 | 5.15 | 396.4 | 29.36 | 28.96 | 7.06 | 21.9 | 38.46 | 1000 | 655.2 | 0.1297 | 0.307 | 0.9083 | 0.8307
Kadmat | 2025-06-20 15:00 | 6 | 171 | 15 | 5.56 | 284.9 | 29.33 | 28.96 | 7.06 | 21.91 | 43 | 1000 | 664.7 | 0.1642 | 0.2224 | 0.9088 | 0.9
Kadmat | 2025-06-20 16:00 | 6 | 171 | 16 | 6.55 | 222.4 | 29.17 | 28.96 | 7.06 | 21.9 | 42.8 | 1000 | 682.7 | 0.2708 | 0.1745 | 0.908 | 0.9
Kadmat | 2025-06-20 17:00 | 6 | 171 | 17 | 7.26 | 142.1 | 28.83 | 28.94 | 7.06 | 21.88 | 41.56 | 1000 | 824.4 | 0.3668 | 0.1122 | 0.9061 | 0.8978
Kadmat | 2025-06-20 18:00 | 6 | 171 | 18 | 6.88 | 39.6 | 28.44 | 28.92 | 7.06 | 21.86 | 48.04 | 1000 | 788 | 0.3135 | 0.0315 | 0.9031 | 0.9
Kadmat | 2025-06-20 19:00 | 6 | 171 | 19 | 6.74 | 0 | 27.96 | 28.88 | 7.06 | 21.83 | 51.01 | 1000 | 846.8 | 0.2962 | 0 | 0.8993 | 0.9
Kadmat | 2025-06-20 20:00 | 6 | 171 | 20 | 6.76 | 0 | 27.57 | 28.85 | 7.06 | 21.79 | 50.14 | 1000 | 847 | 0.2977 | 0 | 0.8948 | 0.9
Kadmat | 2025-06-20 21:00 | 6 | 171 | 21 | 6.98 | 0 | 27.32 | 28.81 | 7.06 | 21.75 | 49.84 | 1000 | 796 | 0.3272 | 0 | 0.8901 | 0.9
Kadmat | 2025-06-20 22:00 | 6 | 171 | 22 | 4.86 | 0 | 26.7 | 28.77 | 7.06 | 21.71 | 49 | 1000 | 702.7 | 0.1072 | 0 | 0.8853 | 0.9
Kadmat | 2025-06-20 23:00 | 6 | 171 | 23 | 6.01 | 0 | 26.27 | 28.73 | 7.06 | 21.67 | 49.44 | 1000 | 563.5 | 0.2081 | 0 | 0.8809 | 0.9
Kadmat | 2025-06-21 00:00 | 6 | 172 | 0 | 5.98 | 0 | 25.89 | 28.7 | 7.06 | 21.64 | 53.04 | 1000 | 490.5 | 0.2049 | 0 | 0.8771 | 0.9
Kadmat | 2025-06-21 01:00 | 6 | 172 | 1 | 5.31 | 0 | 25.79 | 28.67 | 7.06 | 21.61 | 55.5 | 1000 | 462.2 | 0.1426 | 0 | 0.8742 | 0.9
Kadmat | 2025-06-21 02:00 | 6 | 172 | 2 | 3.82 | 0 | 25.76 | 28.66 | 7.06 | 21.6 | 54.69 | 1000 | 430.9 | 0.0418 | 0 | 0.8723 | 0.9
Kadmat | 2025-06-21 03:00 | 6 | 172 | 3 | 4.33 | 0 | 25.93 | 28.65 | 7.06 | 21.59 | 63.65 | 1000 | 434.2 | 0.0706 | 0 | 0.8715 | 0.9
Kadmat | 2025-06-21 04:00 | 6 | 172 | 4 | 4.99 | 0 | 25.92 | 28.65 | 7.06 | 21.59 | 57.97 | 1000 | 426.3 | 0.1165 | 0 | 0.872 | 0.9
Kadmat | 2025-06-21 05:00 | 6 | 172 | 5 | 4.93 | 0 | 26.35 | 28.67 | 7.06 | 21.61 | 48.13 | 1000 | 509.4 | 0.1119 | 0 | 0.8736 | 0.9
Kadmat | 2025-06-21 06:00 | 6 | 172 | 6 | 5.96 | 4.6 | 26.63 | 28.69 | 7.06 | 21.63 | 48.94 | 1000 | 533.3 | 0.2035 | 0.0037 | 0.8762 | 0.9
Kadmat | 2025-06-21 07:00 | 6 | 172 | 7 | 6.66 | 140.4 | 26.99 | 28.72 | 7.06 | 21.66 | 55.15 | 1000 | 599.1 | 0.2858 | 0.1116 | 0.8797 | 0.9
Kadmat | 2025-06-21 08:00 | 6 | 172 | 8 | 6.76 | 312.5 | 27.5 | 28.75 | 7.06 | 21.7 | 50.99 | 1000 | 595 | 0.2979 | 0.2451 | 0.8838 | 0.9
Kadmat | 2025-06-21 09:00 | 6 | 172 | 9 | 9.04 | 390.4 | 28.02 | 28.79 | 7.06 | 21.73 | 51.35 | 1000 | 680.3 | 0.6485 | 0.304 | 0.8882 | 0.9
Kadmat | 2025-06-21 10:00 | 6 | 172 | 10 | 7.7 | 616.6 | 28.52 | 28.83 | 7.06 | 21.77 | 53.58 | 1000 | 654.3 | 0.4332 | 0.4717 | 0.8927 | 0.9
Kadmat | 2025-06-21 11:00 | 6 | 172 | 11 | 6.2 | 621.6 | 28.87 | 28.86 | 7.06 | 21.8 | 50.76 | 1000 | 698.4 | 0.2297 | 0.4748 | 0.8968 | 0.9
Kadmat | 2025-06-21 12:00 | 6 | 172 | 12 | 5.54 | 613.7 | 29.22 | 28.89 | 7.06 | 21.83 | 51.97 | 1000 | 672.6 | 0.1625 | 0.4684 | 0.9003 | 0.9
Kadmat | 2025-06-21 13:00 | 6 | 172 | 13 | 6.93 | 549.2 | 29.46 | 28.92 | 7.06 | 21.86 | 56.55 | 1000 | 665.7 | 0.3204 | 0.4207 | 0.903 | 0.9
Kadmat | 2025-06-21 14:00 | 6 | 172 | 14 | 9.16 | 476.1 | 29.39 | 28.93 | 7.06 | 21.87 | 53.19 | 1000 | 715.7 | 0.6667 | 0.3667 | 0.9046 | 0.9
Kadmat | 2025-06-21 15:00 | 6 | 172 | 15 | 9.3 | 431.2 | 29.48 | 28.93 | 7.06 | 21.87 | 54.87 | 1000 | 701 | 0.6865 | 0.3331 | 0.9051 | 0.9
Kadmat | 2025-06-21 16:00 | 6 | 172 | 16 | 9.87 | 341.4 | 29.41 | 28.93 | 7.06 | 21.87 | 53.99 | 1000 | 698.3 | 0.7658 | 0.2654 | 0.9043 | 0.9
Kadmat | 2025-06-21 17:00 | 6 | 172 | 17 | 10.36 | 201.7 | 29.14 | 28.91 | 7.06 | 21.85 | 43.56 | 1000 | 730.6 | 0.8215 | 0.1585 | 0.9024 | 0.9
Kadmat | 2025-06-21 18:00 | 6 | 172 | 18 | 9.69 | 52.2 | 28.66 | 28.89 | 7.06 | 21.83 | 43.4 | 1000 | 848 | 0.7419 | 0.0415 | 0.8994 | 0.9
Kadmat | 2025-06-21 19:00 | 6 | 172 | 19 | 10.14 | 0 | 28.29 | 28.85 | 7.06 | 21.79 | 36.02 | 1000 | 865.6 | 0.7984 | 0 | 0.8956 | 0.778
Kadmat | 2025-06-21 20:00 | 6 | 172 | 20 | 12.29 | 0 | 27.74 | 28.82 | 7.06 | 21.76 | 34.47 | 1000 | 799.3 | 0.9 | 0 | 0.8911 | 0.7445
Kadmat | 2025-06-21 21:00 | 6 | 172 | 21 | 10.59 | 0 | 27.42 | 28.78 | 7.06 | 21.72 | 36.28 | 1000 | 769.5 | 0.844 | 0 | 0.8864 | 0.7835
Kadmat | 2025-06-21 22:00 | 6 | 172 | 22 | 8.8 | 0 | 26.93 | 28.74 | 7.06 | 21.68 | 39.05 | 1000 | 673.8 | 0.6116 | 0 | 0.8817 | 0.8436
Kadmat | 2025-06-21 23:00 | 6 | 172 | 23 | 7.4 | 0 | 26.42 | 28.7 | 7.06 | 21.64 | 33.24 | 1000 | 558.1 | 0.3874 | 0 | 0.8773 | 0.7181
Kadmat | 2025-06-22 00:00 | 6 | 173 | 0 | 6.86 | 0 | 26.33 | 28.67 | 7.06 | 21.61 | 36.33 | 1000 | 467.5 | 0.3109 | 0 | 0.8735 | 0.7848
Kadmat | 2025-06-22 01:00 | 6 | 173 | 1 | 6.43 | 0 | 25.88 | 28.64 | 7.06 | 21.58 | 35.74 | 1000 | 441 | 0.2561 | 0 | 0.8705 | 0.772
Kadmat | 2025-06-22 02:00 | 6 | 173 | 2 | 4.84 | 0 | 25.66 | 28.63 | 7.06 | 21.57 | 33.94 | 1000 | 419.2 | 0.1056 | 0 | 0.8686 | 0.7331
Kadmat | 2025-06-22 03:00 | 6 | 173 | 3 | 4.01 | 0 | 25.62 | 28.62 | 7.06 | 21.56 | 31.43 | 1000 | 453.5 | 0.0511 | 0 | 0.8679 | 0.6789
Kadmat | 2025-06-22 04:00 | 6 | 173 | 4 | 2.87 | 0 | 25.68 | 28.62 | 7.06 | 21.56 | 31.49 | 1000 | 434.2 | 0.0067 | 0 | 0.8683 | 0.6801
Kadmat | 2025-06-22 05:00 | 6 | 173 | 5 | 2.68 | 0 | 25.88 | 28.64 | 7.06 | 21.58 | 29.95 | 1000 | 467 | 0.0033 | 0 | 0.8699 | 0.6469
Kadmat | 2025-06-22 06:00 | 6 | 173 | 6 | 1.94 | 2.1 | 26.36 | 28.66 | 7.06 | 21.6 | 30.87 | 1000 | 538.6 | 0 | 0.0017 | 0.8726 | 0.6668
Kadmat | 2025-06-22 07:00 | 6 | 173 | 7 | 3.57 | 69.8 | 26.63 | 28.69 | 7.06 | 21.63 | 28.74 | 1000 | 558.8 | 0.0301 | 0.0559 | 0.8761 | 0.6207
Kadmat | 2025-06-22 08:00 | 6 | 173 | 8 | 3.65 | 119.4 | 26.79 | 28.72 | 7.06 | 21.66 | 29.49 | 1000 | 618.1 | 0.0339 | 0.0951 | 0.8802 | 0.6371
Kadmat | 2025-06-22 09:00 | 6 | 173 | 9 | 2.82 | 197.8 | 27.26 | 28.76 | 7.06 | 21.7 | 33.19 | 1000 | 648.7 | 0.0057 | 0.1565 | 0.8846 | 0.7168
Kadmat | 2025-06-22 10:00 | 6 | 173 | 10 | 2.24 | 232.5 | 27.93 | 28.8 | 7.06 | 21.74 | 37.56 | 1000 | 697.5 | 0 | 0.1831 | 0.889 | 0.8114
Kadmat | 2025-06-22 11:00 | 6 | 173 | 11 | 2.2 | 252.3 | 28.38 | 28.83 | 7.06 | 21.77 | 36.74 | 1000 | 672.4 | 0 | 0.1981 | 0.8931 | 0.7937
Kadmat | 2025-06-22 12:00 | 6 | 173 | 12 | 3.07 | 261.5 | 28.69 | 28.86 | 7.06 | 21.8 | 39.6 | 1000 | 692.4 | 0.0116 | 0.205 | 0.8966 | 0.8554
Kadmat | 2025-06-22 13:00 | 6 | 173 | 13 | 2.15 | 233.1 | 28.87 | 28.89 | 7.06 | 21.83 | 38.45 | 1000 | 690.7 | 0 | 0.183 | 0.8993 | 0.8305
Kadmat | 2025-06-22 14:00 | 6 | 173 | 14 | 2.46 | 214.7 | 28.66 | 28.9 | 7.06 | 21.84 | 38.03 | 1000 | 682.3 | 0 | 0.1689 | 0.9009 | 0.8214
Kadmat | 2025-06-22 15:00 | 6 | 173 | 15 | 2.65 | 212.7 | 28.44 | 28.9 | 7.06 | 21.84 | 37.05 | 1000 | 675.7 | 0.0027 | 0.1674 | 0.9014 | 0.8003
Kadmat | 2025-06-22 16:00 | 6 | 173 | 16 | 2.47 | 147.5 | 28.35 | 28.9 | 7.06 | 21.84 | 30.79 | 1000 | 747.9 | 0 | 0.1167 | 0.9006 | 0.6651
Kadmat | 2025-06-22 17:00 | 6 | 173 | 17 | 2.09 | 72.7 | 28.29 | 28.88 | 7.06 | 21.82 | 31.33 | 1000 | 764.1 | 0 | 0.0578 | 0.8987 | 0.6768
Kadmat | 2025-06-22 18:00 | 6 | 173 | 18 | 2.43 | 19.3 | 28.2 | 28.86 | 7.06 | 21.8 | 39.17 | 1000 | 913.7 | 0 | 0.0154 | 0.8957 | 0.8461
Kadmat | 2025-06-22 19:00 | 6 | 173 | 19 | 2.35 | 0 | 27.84 | 28.82 | 7.06 | 21.76 | 36.46 | 1000 | 878.7 | 0 | 0 | 0.8919 | 0.7875
Kadmat | 2025-06-22 20:00 | 6 | 173 | 20 | 2.14 | 0 | 27.35 | 28.79 | 7.06 | 21.73 | 29.92 | 1000 | 858.4 | 0 | 0 | 0.8875 | 0.6463
Kadmat | 2025-06-22 21:00 | 6 | 173 | 21 | 2.05 | 0 | 26.88 | 28.75 | 7.06 | 21.69 | 34.41 | 1000 | 796 | 0 | 0 | 0.8827 | 0.7433
Kadmat | 2025-06-22 22:00 | 6 | 173 | 22 | 2.13 | 0 | 26.71 | 28.71 | 7.06 | 21.65 | 32.33 | 1000 | 680.7 | 0 | 0 | 0.878 | 0.6984
Kadmat | 2025-06-22 23:00 | 6 | 173 | 23 | 1.45 | 0 | 26.45 | 28.67 | 7.06 | 21.61 | 31.79 | 1000 | 535.2 | 0 | 0 | 0.8736 | 0.6866
Kadmat | 2025-06-23 00:00 | 6 | 174 | 0 | 1.76 | 0 | 26.37 | 28.64 | 7.06 | 21.58 | 32.28 | 1000 | 460.3 | 0 | 0 | 0.8698 | 0.6973
Kadmat | 2025-06-23 01:00 | 6 | 174 | 1 | 1.48 | 0 | 26.22 | 28.61 | 7.06 | 21.55 | 32.98 | 1000 | 442.4 | 0 | 0 | 0.8669 | 0.7123
Kadmat | 2025-06-23 02:00 | 6 | 174 | 2 | 1.49 | 0 | 26.28 | 28.6 | 7.06 | 21.53 | 30.34 | 1000 | 433.1 | 0 | 0 | 0.865 | 0.6553
Kadmat | 2025-06-23 03:00 | 6 | 174 | 3 | 2.44 | 0 | 26.25 | 28.59 | 7.06 | 21.53 | 29.59 | 1000 | 418.6 | 0 | 0 | 0.8642 | 0.639
Kadmat | 2025-06-23 04:00 | 6 | 174 | 4 | 3.26 | 0 | 26.55 | 28.59 | 7.06 | 21.53 | 33.19 | 1000 | 436 | 0.0183 | 0 | 0.8647 | 0.7169
Kadmat | 2025-06-23 05:00 | 6 | 174 | 5 | 2.75 | 0 | 26.78 | 28.61 | 7.06 | 21.55 | 35.18 | 1000 | 490.7 | 0.0045 | 0 | 0.8663 | 0.7598
Kadmat | 2025-06-23 06:00 | 6 | 174 | 6 | 3.43 | 4.6 | 26.91 | 28.63 | 7.06 | 21.57 | 33.31 | 1000 | 517.9 | 0.0245 | 0.0037 | 0.8689 | 0.7195
Kadmat | 2025-06-23 07:00 | 6 | 174 | 7 | 4.15 | 150.7 | 27.38 | 28.66 | 7.06 | 21.6 | 36.65 | 1000 | 568 | 0.0596 | 0.1196 | 0.8724 | 0.7917
Kadmat | 2025-06-23 08:00 | 6 | 174 | 8 | 4.61 | 327 | 27.63 | 28.69 | 7.06 | 21.63 | 33.82 | 1000 | 605 | 0.0888 | 0.2562 | 0.8765 | 0.7305
Kadmat | 2025-06-23 09:00 | 6 | 174 | 9 | 3.19 | 438 | 28.02 | 28.73 | 7.06 | 21.67 | 33.83 | 1000 | 676.6 | 0.0159 | 0.34 | 0.8809 | 0.7307
Kadmat | 2025-06-23 10:00 | 6 | 174 | 10 | 2.98 | 537.7 | 28.26 | 28.77 | 7.06 | 21.71 | 32.48 | 1000 | 676.2 | 0.0086 | 0.4141 | 0.8853 | 0.7016
Kadmat | 2025-06-23 11:00 | 6 | 174 | 11 | 3.48 | 559.5 | 28.57 | 28.8 | 7.06 | 21.74 | 32.51 | 1000 | 734.4 | 0.0264 | 0.4297 | 0.8894 | 0.7023
Kadmat | 2025-06-23 12:00 | 6 | 174 | 12 | 2.79 | 587 | 28.93 | 28.83 | 7.06 | 21.77 | 34.99 | 1000 | 688.7 | 0.0053 | 0.4493 | 0.893 | 0.7558
Kadmat | 2025-06-23 13:00 | 6 | 174 | 13 | 3.62 | 588.3 | 29.22 | 28.86 | 7.06 | 21.79 | 34.55 | 1000 | 709.2 | 0.0327 | 0.4498 | 0.8956 | 0.7463
Kadmat | 2025-06-23 14:00 | 6 | 174 | 14 | 2.61 | 589 | 29.33 | 28.87 | 7.06 | 21.81 | 35.77 | 1000 | 677.1 | 0.002 | 0.4501 | 0.8972 | 0.7726
Kadmat | 2025-06-23 15:00 | 6 | 174 | 15 | 2.84 | 574.9 | 29.37 | 28.88 | 7.06 | 21.81 | 35.16 | 1000 | 642.9 | 0.0062 | 0.4397 | 0.8977 | 0.7595
Kadmat | 2025-06-23 16:00 | 6 | 174 | 16 | 3.18 | 327.6 | 29.15 | 28.87 | 7.06 | 21.81 | 32.99 | 1000 | 688.9 | 0.0156 | 0.2552 | 0.8969 | 0.7125
Kadmat | 2025-06-23 17:00 | 6 | 174 | 17 | 4.16 | 218.1 | 28.66 | 28.85 | 7.06 | 21.79 | 39.42 | 1000 | 729.7 | 0.06 | 0.1715 | 0.895 | 0.8515
Kadmat | 2025-06-23 18:00 | 6 | 174 | 18 | 3.55 | 53 | 28.19 | 28.83 | 7.06 | 21.76 | 38.09 | 1000 | 797.5 | 0.0294 | 0.0422 | 0.892 | 0.8227
Kadmat | 2025-06-23 19:00 | 6 | 174 | 19 | 5.66 | 0 | 27.75 | 28.8 | 7.06 | 21.73 | 36.36 | 1000 | 866.6 | 0.1735 | 0 | 0.8882 | 0.7853
Kadmat | 2025-06-23 20:00 | 6 | 174 | 20 | 6.26 | 0 | 27.46 | 28.76 | 7.06 | 21.69 | 44.26 | 1000 | 842.6 | 0.2371 | 0 | 0.8838 | 0.9
Kadmat | 2025-06-23 21:00 | 6 | 174 | 21 | 8.21 | 0 | 26.91 | 28.72 | 7.06 | 21.65 | 48.28 | 1000 | 780.1 | 0.5154 | 0 | 0.8791 | 0.9
Kadmat | 2025-06-23 22:00 | 6 | 174 | 22 | 8.57 | 0 | 26.44 | 28.68 | 7.06 | 21.61 | 48.55 | 1000 | 687.6 | 0.5741 | 0 | 0.8744 | 0.9
Kadmat | 2025-06-23 23:00 | 6 | 174 | 23 | 9.5 | 0 | 25.92 | 28.64 | 7.06 | 21.58 | 44.27 | 1000 | 554.1 | 0.7157 | 0 | 0.87 | 0.9
Kadmat | 2025-06-24 00:00 | 6 | 175 | 0 | 11.42 | 0 | 25.66 | 28.61 | 7.06 | 21.54 | 42.73 | 1000 | 467.4 | 0.8915 | 0 | 0.8662 | 0.9
Kadmat | 2025-06-24 01:00 | 6 | 175 | 1 | 12.65 | 0 | 25.54 | 28.58 | 7.06 | 21.52 | 40.35 | 1000 | 466.6 | 0.9 | 0 | 0.8632 | 0.8715
Kadmat | 2025-06-24 02:00 | 6 | 175 | 2 | 12.87 | 0 | 25.38 | 28.57 | 7.06 | 21.5 | 33.83 | 1000 | 432.3 | 0.9 | 0 | 0.8613 | 0.7307
Kadmat | 2025-06-24 03:00 | 6 | 175 | 3 | 12.19 | 0 | 25.51 | 28.56 | 7.06 | 21.5 | 32.77 | 1000 | 419.4 | 0.9 | 0 | 0.8606 | 0.7078
Kadmat | 2025-06-24 04:00 | 6 | 175 | 4 | 13.14 | 0 | 26 | 28.56 | 7.06 | 21.5 | 34.72 | 1000 | 435.2 | 0.9 | 0 | 0.861 | 0.75
Kadmat | 2025-06-24 05:00 | 6 | 175 | 5 | 11.71 | 0 | 26.38 | 28.58 | 7.06 | 21.51 | 33.53 | 1000 | 512 | 0.8969 | 0 | 0.8626 | 0.7243
Kadmat | 2025-06-24 06:00 | 6 | 175 | 6 | 10.05 | 5.1 | 26.73 | 28.6 | 7.06 | 21.54 | 37.31 | 1000 | 556.1 | 0.7888 | 0.0041 | 0.8653 | 0.8059
Kadmat | 2025-06-24 07:00 | 6 | 175 | 7 | 10.42 | 168.7 | 27.01 | 28.63 | 7.06 | 21.57 | 34.01 | 1000 | 585.8 | 0.8279 | 0.1339 | 0.8687 | 0.7347
Kadmat | 2025-06-24 08:00 | 6 | 175 | 8 | 10.62 | 317.4 | 27.64 | 28.67 | 7.06 | 21.6 | 33.84 | 1000 | 624.8 | 0.8457 | 0.2488 | 0.8728 | 0.7309
Kadmat | 2025-06-24 09:00 | 6 | 175 | 9 | 10.26 | 441.1 | 27.9 | 28.7 | 7.06 | 21.64 | 31.08 | 1000 | 680 | 0.8115 | 0.3424 | 0.8772 | 0.6713
Kadmat | 2025-06-24 10:00 | 6 | 175 | 10 | 9.69 | 548.1 | 28 | 28.74 | 7.06 | 21.68 | 28.35 | 1000 | 667.5 | 0.7419 | 0.4221 | 0.8817 | 0.6124
Kadmat | 2025-06-24 11:00 | 6 | 175 | 11 | 11.23 | 732.6 | 28.42 | 28.78 | 7.06 | 21.71 | 27.76 | 1000 | 676.1 | 0.8841 | 0.556 | 0.8858 | 0.5997
Kadmat | 2025-06-24 12:00 | 6 | 175 | 12 | 11.57 | 717.7 | 28.8 | 28.81 | 7.06 | 21.74 | 27.24 | 1000 | 714.3 | 0.8954 | 0.5446 | 0.8893 | 0.5885
Kadmat | 2025-06-24 13:00 | 6 | 175 | 13 | 12.37 | 738.6 | 28.96 | 28.83 | 7.06 | 21.76 | 25.74 | 1000 | 654.6 | 0.9 | 0.5592 | 0.8919 | 0.5559
Kadmat | 2025-06-24 14:00 | 6 | 175 | 14 | 10.9 | 584.7 | 29.04 | 28.84 | 7.06 | 21.78 | 24.1 | 1000 | 686.6 | 0.8673 | 0.4474 | 0.8936 | 0.5206
Kadmat | 2025-06-24 15:00 | 6 | 175 | 15 | 10.2 | 556.8 | 29.12 | 28.85 | 7.06 | 21.78 | 25.43 | 1000 | 641.8 | 0.8048 | 0.4268 | 0.894 | 0.5492
Kadmat | 2025-06-24 16:00 | 6 | 175 | 16 | 9.98 | 318.3 | 29.07 | 28.84 | 7.06 | 21.77 | 25.91 | 1000 | 685.8 | 0.7807 | 0.2482 | 0.8932 | 0.5597
Kadmat | 2025-06-24 17:00 | 6 | 175 | 17 | 8.43 | 216.1 | 28.9 | 28.82 | 7.06 | 21.76 | 24.92 | 1000 | 768.6 | 0.5523 | 0.1698 | 0.8913 | 0.5382
Kadmat | 2025-06-24 18:00 | 6 | 175 | 18 | 6.98 | 57.7 | 28.67 | 28.8 | 7.06 | 21.73 | 25.29 | 1000 | 809.5 | 0.3267 | 0.0459 | 0.8884 | 0.5464
Kadmat | 2025-06-24 19:00 | 6 | 175 | 19 | 7.59 | 0 | 28.08 | 28.77 | 7.06 | 21.7 | 24.83 | 1000 | 886.6 | 0.4156 | 0 | 0.8845 | 0.5363
Kadmat | 2025-06-24 20:00 | 6 | 175 | 20 | 6.77 | 0 | 27.85 | 28.73 | 7.06 | 21.66 | 24.58 | 1000 | 825.6 | 0.2996 | 0 | 0.8801 | 0.5309
Kadmat | 2025-06-24 21:00 | 6 | 175 | 21 | 7.49 | 0 | 27.4 | 28.69 | 7.06 | 21.62 | 23.23 | 1000 | 791.7 | 0.3993 | 0 | 0.8754 | 0.5017
Kadmat | 2025-06-24 22:00 | 6 | 175 | 22 | 7.86 | 0 | 26.89 | 28.65 | 7.06 | 21.58 | 20.84 | 1000 | 642.1 | 0.4579 | 0 | 0.8707 | 0.4501
Kadmat | 2025-06-24 23:00 | 6 | 175 | 23 | 7.84 | 0 | 26.56 | 28.61 | 7.06 | 21.55 | 18.39 | 1000 | 564.7 | 0.4558 | 0 | 0.8663 | 0.3973
Kadmat | 2025-06-25 00:00 | 6 | 176 | 0 | 8.43 | 0 | 26.29 | 28.58 | 7.06 | 21.51 | 18.61 | 1000 | 479.7 | 0.5512 | 0 | 0.8625 | 0.4021
Kadmat | 2025-06-25 01:00 | 6 | 176 | 1 | 8.73 | 0 | 26.05 | 28.55 | 7.06 | 21.49 | 17.4 | 1000 | 485.6 | 0.6006 | 0 | 0.8596 | 0.3759
Kadmat | 2025-06-25 02:00 | 6 | 176 | 2 | 9.07 | 0 | 25.75 | 28.54 | 7.06 | 21.47 | 15.43 | 1000 | 439 | 0.6533 | 0 | 0.8577 | 0.3333
Kadmat | 2025-06-25 03:00 | 6 | 176 | 3 | 8.02 | 0 | 25.92 | 28.53 | 7.06 | 21.47 | 15.83 | 1000 | 414 | 0.4841 | 0 | 0.8569 | 0.342
Kadmat | 2025-06-25 04:00 | 6 | 176 | 4 | 8.54 | 0 | 26.17 | 28.53 | 7.07 | 21.47 | 15.65 | 1000 | 443.5 | 0.57 | 0 | 0.8574 | 0.338
Kadmat | 2025-06-25 05:00 | 6 | 176 | 5 | 7.43 | 0 | 26.54 | 28.55 | 7.07 | 21.48 | 13.49 | 1000 | 453.1 | 0.3918 | 0 | 0.859 | 0.2915
Kadmat | 2025-06-25 06:00 | 6 | 176 | 6 | 8.53 | 3.3 | 27 | 28.57 | 7.07 | 21.51 | 14.95 | 1000 | 558.3 | 0.5676 | 0.0026 | 0.8616 | 0.3229
Kadmat | 2025-06-25 07:00 | 6 | 176 | 7 | 8.65 | 127.5 | 27.4 | 28.6 | 7.07 | 21.54 | 15.4 | 1000 | 555.4 | 0.5873 | 0.1013 | 0.8651 | 0.3326
Kadmat | 2025-06-25 08:00 | 6 | 176 | 8 | 7.86 | 209.5 | 27.51 | 28.64 | 7.07 | 21.57 | 14.22 | 1000 | 653.5 | 0.4581 | 0.1655 | 0.8692 | 0.3072
Kadmat | 2025-06-25 09:00 | 6 | 176 | 9 | 7.27 | 360.2 | 27.77 | 28.67 | 7.07 | 21.61 | 13.63 | 1000 | 649.5 | 0.3683 | 0.2814 | 0.8736 | 0.2944
Kadmat | 2025-06-25 10:00 | 6 | 176 | 10 | 7.5 | 457.4 | 28.34 | 28.71 | 7.07 | 21.65 | 13.83 | 1000 | 690.1 | 0.4016 | 0.3541 | 0.878 | 0.2988
Kadmat | 2025-06-25 11:00 | 6 | 176 | 11 | 7.61 | 502.9 | 28.79 | 28.75 | 7.07 | 21.68 | 13.73 | 1000 | 693 | 0.4185 | 0.3875 | 0.8821 | 0.2965
Kadmat | 2025-06-25 12:00 | 6 | 176 | 12 | 8.5 | 522.6 | 29.08 | 28.78 | 7.07 | 21.71 | 15.32 | 1000 | 687.7 | 0.5633 | 0.4017 | 0.8856 | 0.3308
Kadmat | 2025-06-25 13:00 | 6 | 176 | 13 | 9.22 | 540 | 29.12 | 28.8 | 7.07 | 21.73 | 17.5 | 1000 | 677.3 | 0.6749 | 0.4145 | 0.8883 | 0.378
Kadmat | 2025-06-25 14:00 | 6 | 176 | 14 | 10.18 | 505.1 | 29.45 | 28.81 | 7.07 | 21.75 | 15.98 | 1000 | 667.7 | 0.8021 | 0.3881 | 0.8899 | 0.3452
Kadmat | 2025-06-25 15:00 | 6 | 176 | 15 | 8.31 | 402.7 | 29.43 | 28.82 | 7.07 | 21.75 | 16.16 | 1000 | 695.1 | 0.5319 | 0.3117 | 0.8903 | 0.3491
Kadmat | 2025-06-25 16:00 | 6 | 176 | 16 | 9.83 | 304 | 29.14 | 28.81 | 7.07 | 21.74 | 16.72 | 1000 | 722 | 0.7604 | 0.2372 | 0.8896 | 0.3611
Kadmat | 2025-06-25 17:00 | 6 | 176 | 17 | 9.69 | 143.7 | 28.91 | 28.79 | 7.07 | 21.73 | 16.45 | 1000 | 759.9 | 0.7423 | 0.1135 | 0.8876 | 0.3554
Kadmat | 2025-06-25 18:00 | 6 | 176 | 18 | 9.27 | 43.6 | 28.77 | 28.77 | 7.07 | 21.7 | 16.19 | 1000 | 837.4 | 0.6823 | 0.0347 | 0.8847 | 0.3497
Kadmat | 2025-06-25 19:00 | 6 | 176 | 19 | 8.76 | 0 | 28.29 | 28.74 | 7.07 | 21.67 | 15.04 | 1000 | 853.4 | 0.6042 | 0 | 0.8809 | 0.325
Kadmat | 2025-06-25 20:00 | 6 | 176 | 20 | 8.4 | 0 | 28.01 | 28.7 | 7.07 | 21.63 | 16.15 | 1000 | 846.8 | 0.5473 | 0 | 0.8765 | 0.3489
Kadmat | 2025-06-25 21:00 | 6 | 176 | 21 | 8.46 | 0 | 27.66 | 28.66 | 7.07 | 21.59 | 16.15 | 1000 | 787.4 | 0.5574 | 0 | 0.8718 | 0.3488
Kadmat | 2025-06-25 22:00 | 6 | 176 | 22 | 8.48 | 0 | 27.22 | 28.62 | 7.07 | 21.55 | 16.61 | 1000 | 659.3 | 0.5593 | 0 | 0.8671 | 0.3587
Kadmat | 2025-06-25 23:00 | 6 | 176 | 23 | 5.53 | 0 | 26.95 | 28.58 | 7.07 | 21.51 | 16.93 | 1000 | 559.6 | 0.1617 | 0 | 0.8627 | 0.3657
Kadmat | 2025-06-26 00:00 | 6 | 177 | 0 | 7.5 | 0 | 26.71 | 28.55 | 7.07 | 21.48 | 17.84 | 1000 | 461.6 | 0.4021 | 0 | 0.8589 | 0.3852
Kadmat | 2025-06-26 01:00 | 6 | 177 | 1 | 5.81 | 0 | 26.73 | 28.52 | 7.07 | 21.46 | 19.02 | 1000 | 454 | 0.1882 | 0 | 0.856 | 0.4109
Kadmat | 2025-06-26 02:00 | 6 | 177 | 2 | 5.2 | 0 | 26.4 | 28.51 | 7.07 | 21.44 | 18.45 | 1000 | 420.6 | 0.134 | 0 | 0.8541 | 0.3984
Kadmat | 2025-06-26 03:00 | 6 | 177 | 3 | 4.93 | 0 | 26.5 | 28.5 | 7.07 | 21.43 | 16.19 | 1000 | 417.1 | 0.1118 | 0 | 0.8533 | 0.3498
Kadmat | 2025-06-26 04:00 | 6 | 177 | 4 | 5.39 | 0 | 26.5 | 28.51 | 7.07 | 21.44 | 16.36 | 1000 | 429.8 | 0.1493 | 0 | 0.8538 | 0.3534
Kadmat | 2025-06-26 05:00 | 6 | 177 | 5 | 4.4 | 0 | 26.62 | 28.52 | 7.07 | 21.45 | 17.85 | 1000 | 476.8 | 0.0752 | 0 | 0.8554 | 0.3856
Kadmat | 2025-06-26 06:00 | 6 | 177 | 6 | 6.05 | 4.3 | 27.06 | 28.54 | 7.07 | 21.47 | 13.68 | 1000 | 498.4 | 0.2125 | 0.0035 | 0.858 | 0.2956
Kadmat | 2025-06-26 07:00 | 6 | 177 | 7 | 5.83 | 188.2 | 27.28 | 28.57 | 7.07 | 21.5 | 13.35 | 1000 | 565.5 | 0.1902 | 0.149 | 0.8615 | 0.2884
Kadmat | 2025-06-26 08:00 | 6 | 177 | 8 | 5.63 | 297.2 | 27.68 | 28.61 | 7.07 | 21.54 | 14.55 | 1000 | 617.7 | 0.1708 | 0.2333 | 0.8655 | 0.3142
Kadmat | 2025-06-26 09:00 | 6 | 177 | 9 | 4.9 | 460.1 | 28.04 | 28.64 | 7.07 | 21.58 | 14.29 | 1000 | 656 | 0.1097 | 0.3566 | 0.8699 | 0.3087
Kadmat | 2025-06-26 10:00 | 6 | 177 | 10 | 5.46 | 605.5 | 28.6 | 28.68 | 7.07 | 21.61 | 14.57 | 1000 | 656.4 | 0.1548 | 0.4634 | 0.8743 | 0.3147
Kadmat | 2025-06-26 11:00 | 6 | 177 | 11 | 7.05 | 709.9 | 28.84 | 28.72 | 7.07 | 21.65 | 13.72 | 1000 | 666.8 | 0.3369 | 0.5389 | 0.8784 | 0.2963
Kadmat | 2025-06-26 12:00 | 6 | 177 | 12 | 7.92 | 697.1 | 29.14 | 28.75 | 7.07 | 21.68 | 13.41 | 1000 | 701.6 | 0.4679 | 0.529 | 0.8819 | 0.2897
Kadmat | 2025-06-26 13:00 | 6 | 177 | 13 | 7.1 | 730.7 | 29.3 | 28.77 | 7.07 | 21.7 | 14.26 | 1000 | 689.4 | 0.3436 | 0.5528 | 0.8846 | 0.308
Kadmat | 2025-06-26 14:00 | 6 | 177 | 14 | 5.56 | 628.2 | 29.44 | 28.78 | 7.07 | 21.72 | 14.56 | 1000 | 677.5 | 0.164 | 0.4786 | 0.8862 | 0.3145
Kadmat | 2025-06-26 15:00 | 6 | 177 | 15 | 5.37 | 547.8 | 29.63 | 28.79 | 7.07 | 21.72 | 16.34 | 1000 | 678 | 0.1477 | 0.4194 | 0.8866 | 0.353
Kadmat | 2025-06-26 16:00 | 6 | 177 | 16 | 5.38 | 418 | 29.35 | 28.78 | 7.07 | 21.71 | 13.92 | 1000 | 694.9 | 0.1486 | 0.3233 | 0.8859 | 0.3006
Kadmat | 2025-06-26 17:00 | 6 | 177 | 17 | 6.97 | 216.2 | 28.98 | 28.76 | 7.07 | 21.7 | 12.83 | 1000 | 716.6 | 0.3257 | 0.1699 | 0.884 | 0.2771
Kadmat | 2025-06-26 18:00 | 6 | 177 | 18 | 6.25 | 55.8 | 28.72 | 28.74 | 7.07 | 21.67 | 13.64 | 1000 | 816.6 | 0.2358 | 0.0443 | 0.881 | 0.2947
Kadmat | 2025-06-26 19:00 | 6 | 177 | 19 | 8.06 | 0 | 28.24 | 28.71 | 7.07 | 21.64 | 15.06 | 1000 | 859.7 | 0.4912 | 0 | 0.8772 | 0.3252
Kadmat | 2025-06-26 20:00 | 6 | 177 | 20 | 8.64 | 0 | 27.78 | 28.67 | 7.07 | 21.6 | 14.53 | 1000 | 873.5 | 0.5848 | 0 | 0.8728 | 0.3138
Kadmat | 2025-06-26 21:00 | 6 | 177 | 21 | 8.91 | 0 | 27.53 | 28.63 | 7.07 | 21.56 | 13.49 | 1000 | 815.7 | 0.6279 | 0 | 0.8681 | 0.2914
Kadmat | 2025-06-26 22:00 | 6 | 177 | 22 | 8.15 | 0 | 27 | 28.59 | 7.07 | 21.52 | 13.36 | 1000 | 691.8 | 0.5048 | 0 | 0.8634 | 0.2886
Kadmat | 2025-06-26 23:00 | 6 | 177 | 23 | 7.75 | 0 | 26.82 | 28.55 | 7.07 | 21.48 | 12.19 | 1000 | 583.1 | 0.4408 | 0 | 0.859 | 0.2632
Kadmat | 2025-06-27 00:00 | 6 | 178 | 0 | 9.35 | 0 | 26.45 | 28.52 | 7.07 | 21.45 | 13.02 | 1000 | 466.2 | 0.6947 | 0 | 0.8553 | 0.2812
Kadmat | 2025-06-27 01:00 | 6 | 178 | 1 | 8.6 | 0 | 26.52 | 28.49 | 7.07 | 21.43 | 13.28 | 1000 | 479.3 | 0.5787 | 0 | 0.8523 | 0.2868
Kadmat | 2025-06-27 02:00 | 6 | 178 | 2 | 9.22 | 0 | 26.43 | 28.48 | 7.07 | 21.41 | 13.54 | 1000 | 441.7 | 0.6752 | 0 | 0.8504 | 0.2925
Kadmat | 2025-06-27 03:00 | 6 | 178 | 3 | 10.27 | 0 | 26.45 | 28.47 | 7.07 | 21.4 | 13.08 | 1000 | 429.2 | 0.8125 | 0 | 0.8497 | 0.2824
Kadmat | 2025-06-27 04:00 | 6 | 178 | 4 | 10.82 | 0 | 26.47 | 28.48 | 7.07 | 21.41 | 13.31 | 1000 | 445.5 | 0.8613 | 0 | 0.8501 | 0.2875
Kadmat | 2025-06-27 05:00 | 6 | 178 | 5 | 11.7 | 0 | 26.76 | 28.49 | 7.07 | 21.42 | 13.14 | 1000 | 461.1 | 0.8968 | 0 | 0.8517 | 0.2837
Kadmat | 2025-06-27 06:00 | 6 | 178 | 6 | 11.1 | 4.7 | 27.03 | 28.51 | 7.07 | 21.44 | 14.69 | 1000 | 522.2 | 0.8787 | 0.0037 | 0.8544 | 0.3172
Kadmat | 2025-06-27 07:00 | 6 | 178 | 7 | 10.78 | 196.2 | 27.31 | 28.54 | 7.07 | 21.47 | 14.77 | 1000 | 605.5 | 0.8584 | 0.1553 | 0.8578 | 0.319
Kadmat | 2025-06-27 08:00 | 6 | 178 | 8 | 10.94 | 376.1 | 27.76 | 28.58 | 7.07 | 21.51 | 16.72 | 1000 | 601.9 | 0.8702 | 0.2934 | 0.8619 | 0.3611
Kadmat | 2025-06-27 09:00 | 6 | 178 | 9 | 11.43 | 521.3 | 28.44 | 28.61 | 7.07 | 21.55 | 18.15 | 1000 | 622.2 | 0.8918 | 0.4017 | 0.8663 | 0.392
Kadmat | 2025-06-27 10:00 | 6 | 178 | 10 | 10.74 | 659.3 | 29.13 | 28.65 | 7.07 | 21.58 | 16.48 | 1000 | 682.2 | 0.855 | 0.5017 | 0.8707 | 0.356
Kadmat | 2025-06-27 11:00 | 6 | 178 | 11 | 11.59 | 811.8 | 29.45 | 28.69 | 7.07 | 21.62 | 19.22 | 1000 | 682.5 | 0.8956 | 0.6103 | 0.8748 | 0.4152
Kadmat | 2025-06-27 12:00 | 6 | 178 | 12 | 10.35 | 746.6 | 29.61 | 28.72 | 7.07 | 21.65 | 16.79 | 1000 | 685.1 | 0.8207 | 0.5636 | 0.8783 | 0.3628
Kadmat | 2025-06-27 13:00 | 6 | 178 | 13 | 10.88 | 846.1 | 29.65 | 28.74 | 7.07 | 21.67 | 17.55 | 1000 | 680.5 | 0.8659 | 0.634 | 0.8809 | 0.3792
Kadmat | 2025-06-27 14:00 | 6 | 178 | 14 | 12.77 | 666.6 | 29.64 | 28.75 | 7.07 | 21.68 | 18.52 | 1000 | 689.9 | 0.9 | 0.5061 | 0.8825 | 0.4
Kadmat | 2025-06-27 15:00 | 6 | 178 | 15 | 14.96 | 597.4 | 29.65 | 28.76 | 7.07 | 21.69 | 22.07 | 1000 | 652.9 | 0.9 | 0.4557 | 0.883 | 0.4768
Kadmat | 2025-06-27 16:00 | 6 | 178 | 16 | 14.54 | 401.6 | 29.6 | 28.75 | 7.07 | 21.68 | 21.07 | 1000 | 660.6 | 0.9 | 0.3107 | 0.8822 | 0.4551
Kadmat | 2025-06-27 17:00 | 6 | 178 | 17 | 14.63 | 301.3 | 29.12 | 28.73 | 7.07 | 21.67 | 20.66 | 1000 | 762 | 0.9 | 0.2351 | 0.8803 | 0.4463
Kadmat | 2025-06-27 18:00 | 6 | 178 | 18 | 14.55 | 58.2 | 28.89 | 28.71 | 7.07 | 21.64 | 19.33 | 1000 | 821.9 | 0.9 | 0.0462 | 0.8773 | 0.4175
Kadmat | 2025-06-27 19:00 | 6 | 178 | 19 | 15.46 | 0 | 28.28 | 28.68 | 7.07 | 21.61 | 22.23 | 1000 | 885.2 | 0.9 | 0 | 0.8735 | 0.4801
Kadmat | 2025-06-27 20:00 | 6 | 178 | 20 | 14.18 | 0 | 27.89 | 28.64 | 7.07 | 21.57 | 24.05 | 1000 | 857.3 | 0.9 | 0 | 0.8692 | 0.5194
Kadmat | 2025-06-27 21:00 | 6 | 178 | 21 | 12.29 | 0 | 27.17 | 28.6 | 7.07 | 21.53 | 23.51 | 1000 | 769.3 | 0.9 | 0 | 0.8645 | 0.5077
Kadmat | 2025-06-27 22:00 | 6 | 178 | 22 | 11.14 | 0 | 26.84 | 28.56 | 7.07 | 21.49 | 23.37 | 1000 | 658.3 | 0.8803 | 0 | 0.8598 | 0.5047
Kadmat | 2025-06-27 23:00 | 6 | 178 | 23 | 12.22 | 0 | 26.42 | 28.52 | 7.07 | 21.45 | 21.26 | 1000 | 600.7 | 0.9 | 0 | 0.8554 | 0.4592
Kadmat | 2025-06-28 00:00 | 6 | 179 | 0 | 12.53 | 0 | 26.17 | 28.49 | 7.07 | 21.42 | 20.48 | 1000 | 493.6 | 0.9 | 0 | 0.8516 | 0.4423
Kadmat | 2025-06-28 01:00 | 6 | 179 | 1 | 13.15 | 0 | 25.99 | 28.46 | 7.07 | 21.4 | 20.19 | 1000 | 465.4 | 0.9 | 0 | 0.8487 | 0.4361
Kadmat | 2025-06-28 02:00 | 6 | 179 | 2 | 12.76 | 0 | 25.63 | 28.45 | 7.07 | 21.38 | 19.15 | 1000 | 412.9 | 0.9 | 0 | 0.8468 | 0.4136
Kadmat | 2025-06-28 03:00 | 6 | 179 | 3 | 11.82 | 0 | 25.59 | 28.44 | 7.07 | 21.37 | 19.07 | 1000 | 420.1 | 0.898 | 0 | 0.8461 | 0.4119
Kadmat | 2025-06-28 04:00 | 6 | 179 | 4 | 12.47 | 0 | 25.73 | 28.45 | 7.07 | 21.38 | 20.35 | 1000 | 446.6 | 0.9 | 0 | 0.8465 | 0.4395
Kadmat | 2025-06-28 05:00 | 6 | 179 | 5 | 13 | 0 | 25.91 | 28.46 | 7.07 | 21.39 | 20.55 | 1000 | 477.7 | 0.9 | 0 | 0.8481 | 0.444
Kadmat | 2025-06-28 06:00 | 6 | 179 | 6 | 12.94 | 3.6 | 26.3 | 28.48 | 7.07 | 21.41 | 20.64 | 1000 | 540.7 | 0.9 | 0.0029 | 0.8507 | 0.4459
Kadmat | 2025-06-28 07:00 | 6 | 179 | 7 | 11.5 | 186.3 | 26.69 | 28.51 | 7.07 | 21.44 | 22.38 | 1000 | 587.6 | 0.8945 | 0.1479 | 0.8542 | 0.4834
Kadmat | 2025-06-28 08:00 | 6 | 179 | 8 | 13.64 | 387 | 27.17 | 28.55 | 7.07 | 21.48 | 22.32 | 1000 | 598.4 | 0.9 | 0.3024 | 0.8583 | 0.4821
Kadmat | 2025-06-28 09:00 | 6 | 179 | 9 | 14.72 | 537.8 | 27.61 | 28.58 | 7.07 | 21.51 | 24.6 | 1000 | 621.7 | 0.9 | 0.4151 | 0.8626 | 0.5314
Kadmat | 2025-06-28 10:00 | 6 | 179 | 10 | 14.6 | 680.2 | 28.07 | 28.62 | 7.07 | 21.55 | 19.97 | 1000 | 670 | 0.9 | 0.5189 | 0.867 | 0.4314
Kadmat | 2025-06-28 11:00 | 6 | 179 | 11 | 15.07 | 782.3 | 28.49 | 28.66 | 7.07 | 21.59 | 19.54 | 1000 | 674.5 | 0.9 | 0.5915 | 0.8711 | 0.4221
Kadmat | 2025-06-28 12:00 | 6 | 179 | 12 | 15.3 | 763.5 | 28.91 | 28.69 | 7.07 | 21.62 | 18.32 | 1000 | 701.9 | 0.9 | 0.5771 | 0.8746 | 0.3957
Kadmat | 2025-06-28 13:00 | 6 | 179 | 13 | 15.45 | 761.1 | 29.09 | 28.71 | 7.07 | 21.64 | 18.35 | 1000 | 693 | 0.9 | 0.5751 | 0.8773 | 0.3964
Kadmat | 2025-06-28 14:00 | 6 | 179 | 14 | 13.94 | 658.1 | 29.37 | 28.72 | 7.07 | 21.65 | 20.88 | 1000 | 692.8 | 0.9 | 0.5004 | 0.8789 | 0.451
Kadmat | 2025-06-28 15:00 | 6 | 179 | 15 | 13.4 | 603.1 | 29.48 | 28.73 | 7.07 | 21.66 | 22.3 | 1000 | 657.4 | 0.9 | 0.4602 | 0.8793 | 0.4817
Kadmat | 2025-06-28 16:00 | 6 | 179 | 16 | 12.45 | 399.7 | 29.41 | 28.72 | 7.07 | 21.65 | 23.12 | 1000 | 679.4 | 0.9 | 0.3095 | 0.8786 | 0.4995
Kadmat | 2025-06-28 17:00 | 6 | 179 | 17 | 12.67 | 245.5 | 29.15 | 28.7 | 7.07 | 21.63 | 21.02 | 1000 | 742.4 | 0.9 | 0.1923 | 0.8766 | 0.4539
Kadmat | 2025-06-28 18:00 | 6 | 179 | 18 | 13.26 | 64.7 | 28.91 | 28.68 | 7.07 | 21.61 | 19.48 | 1000 | 816.8 | 0.9 | 0.0514 | 0.8737 | 0.4208
Kadmat | 2025-06-28 19:00 | 6 | 179 | 19 | 14.83 | 0 | 28.57 | 28.65 | 7.07 | 21.58 | 20.19 | 1000 | 882.4 | 0.9 | 0 | 0.8699 | 0.4361
Kadmat | 2025-06-28 20:00 | 6 | 179 | 20 | 12.24 | 0 | 28.26 | 28.61 | 7.07 | 21.54 | 19.05 | 1000 | 862.6 | 0.9 | 0 | 0.8655 | 0.4114
Kadmat | 2025-06-28 21:00 | 6 | 179 | 21 | 12.31 | 0 | 27.84 | 28.57 | 7.07 | 21.5 | 21.6 | 1000 | 799.7 | 0.9 | 0 | 0.8608 | 0.4665
Kadmat | 2025-06-28 22:00 | 6 | 179 | 22 | 10.98 | 0 | 27.3 | 28.53 | 7.07 | 21.46 | 20.95 | 1000 | 666.5 | 0.8734 | 0 | 0.8561 | 0.4526
Kadmat | 2025-06-28 23:00 | 6 | 179 | 23 | 10.95 | 0 | 26.85 | 28.49 | 7.07 | 21.42 | 22.2 | 1000 | 591.7 | 0.8712 | 0 | 0.8518 | 0.4794
Kadmat | 2025-06-29 00:00 | 6 | 180 | 0 | 12.06 | 0 | 26.72 | 28.46 | 7.07 | 21.39 | 22.86 | 1000 | 483.8 | 0.9 | 0 | 0.848 | 0.4938
Kadmat | 2025-06-29 01:00 | 6 | 180 | 1 | 11.26 | 0 | 26.53 | 28.44 | 7.07 | 21.36 | 20.73 | 1000 | 444.1 | 0.8851 | 0 | 0.8451 | 0.4477
Kadmat | 2025-06-29 02:00 | 6 | 180 | 2 | 12.04 | 0 | 26.47 | 28.42 | 7.07 | 21.35 | 21.3 | 1000 | 426.8 | 0.9 | 0 | 0.8432 | 0.46
Kadmat | 2025-06-29 03:00 | 6 | 180 | 3 | 11.49 | 0 | 26.36 | 28.41 | 7.07 | 21.34 | 20.46 | 1000 | 427.5 | 0.894 | 0 | 0.8425 | 0.442
Kadmat | 2025-06-29 04:00 | 6 | 180 | 4 | 11.12 | 0 | 26.47 | 28.42 | 7.07 | 21.35 | 18.83 | 1000 | 403.3 | 0.8797 | 0 | 0.8429 | 0.4067
Kadmat | 2025-06-29 05:00 | 6 | 180 | 5 | 11.14 | 0 | 26.48 | 28.43 | 7.07 | 21.36 | 20.21 | 1000 | 457.8 | 0.8802 | 0 | 0.8445 | 0.4365
Kadmat | 2025-06-29 06:00 | 6 | 180 | 6 | 10.71 | 2.3 | 26.73 | 28.45 | 7.07 | 21.38 | 21.4 | 1000 | 526.9 | 0.8527 | 0.0018 | 0.8471 | 0.4622
Kadmat | 2025-06-29 07:00 | 6 | 180 | 7 | 9.68 | 103.6 | 27.16 | 28.48 | 7.07 | 21.41 | 17.43 | 1000 | 604.3 | 0.7405 | 0.0826 | 0.8506 | 0.3765
Kadmat | 2025-06-29 08:00 | 6 | 180 | 8 | 8.91 | 228.4 | 27.59 | 28.52 | 7.07 | 21.45 | 19.16 | 1000 | 635.2 | 0.6286 | 0.1802 | 0.8546 | 0.4139
Kadmat | 2025-06-29 09:00 | 6 | 180 | 9 | 8.95 | 312.8 | 28.14 | 28.56 | 7.07 | 21.48 | 20.65 | 1000 | 654 | 0.6344 | 0.2448 | 0.859 | 0.446
Kadmat | 2025-06-29 10:00 | 6 | 180 | 10 | 9.51 | 453.2 | 28.46 | 28.59 | 7.07 | 21.52 | 20.1 | 1000 | 691.7 | 0.7172 | 0.3508 | 0.8634 | 0.4341
Kadmat | 2025-06-29 11:00 | 6 | 180 | 11 | 8.13 | 503.7 | 28.7 | 28.63 | 7.07 | 21.56 | 21.6 | 1000 | 672 | 0.502 | 0.3882 | 0.8675 | 0.4665
Kadmat | 2025-06-29 12:00 | 6 | 180 | 12 | 7.82 | 481.2 | 29.05 | 28.66 | 7.07 | 21.59 | 18.49 | 1000 | 725.8 | 0.452 | 0.371 | 0.871 | 0.3993
Kadmat | 2025-06-29 13:00 | 6 | 180 | 13 | 7.34 | 498.7 | 29.29 | 28.68 | 7.07 | 21.61 | 16.8 | 1000 | 692 | 0.378 | 0.3836 | 0.8736 | 0.3629
Kadmat | 2025-06-29 14:00 | 6 | 180 | 14 | 8.03 | 450.7 | 29.31 | 28.69 | 7.07 | 21.62 | 17.8 | 1000 | 692.5 | 0.4856 | 0.3478 | 0.8752 | 0.3845
Kadmat | 2025-06-29 15:00 | 6 | 180 | 15 | 8.49 | 376.2 | 29.47 | 28.7 | 7.07 | 21.63 | 18.87 | 1000 | 659.6 | 0.5618 | 0.2917 | 0.8756 | 0.4076
Kadmat | 2025-06-29 16:00 | 6 | 180 | 16 | 8.36 | 296.4 | 29.2 | 28.69 | 7.07 | 21.62 | 19.13 | 1000 | 725.6 | 0.5408 | 0.2314 | 0.8749 | 0.4133
Kadmat | 2025-06-29 17:00 | 6 | 180 | 17 | 9.69 | 193.2 | 28.76 | 28.68 | 7.07 | 21.6 | 19.65 | 1000 | 735.6 | 0.742 | 0.1521 | 0.873 | 0.4244
Kadmat | 2025-06-29 18:00 | 6 | 180 | 18 | 9.57 | 48.3 | 28.4 | 28.65 | 7.07 | 21.58 | 21.37 | 1000 | 845.8 | 0.7261 | 0.0385 | 0.87 | 0.4617
Kadmat | 2025-06-29 19:00 | 6 | 180 | 19 | 8.81 | 0 | 27.8 | 28.62 | 7.07 | 21.55 | 23.54 | 1000 | 882.6 | 0.6129 | 0 | 0.8662 | 0.5085
Kadmat | 2025-06-29 20:00 | 6 | 180 | 20 | 8.11 | 0 | 27.22 | 28.58 | 7.07 | 21.51 | 21.44 | 1000 | 898.6 | 0.498 | 0 | 0.8619 | 0.4631
Kadmat | 2025-06-29 21:00 | 6 | 180 | 21 | 8.6 | 0 | 26.9 | 28.54 | 7.07 | 21.47 | 23.36 | 1000 | 754.6 | 0.5789 | 0 | 0.8572 | 0.5045
Kadmat | 2025-06-29 22:00 | 6 | 180 | 22 | 8.57 | 0 | 26.5 | 28.5 | 7.07 | 21.43 | 24.65 | 1000 | 673.7 | 0.5751 | 0 | 0.8525 | 0.5325
Kadmat | 2025-06-29 23:00 | 6 | 180 | 23 | 10.04 | 0 | 26.27 | 28.46 | 7.07 | 21.39 | 22.79 | 1000 | 588.4 | 0.7874 | 0 | 0.8482 | 0.4922
Kadmat | 2025-06-30 00:00 | 6 | 181 | 0 | 10.17 | 0 | 25.79 | 28.43 | 7.07 | 21.36 | 22.3 | 1000 | 487 | 0.8015 | 0 | 0.8444 | 0.4816
Kadmat | 2025-06-30 01:00 | 6 | 181 | 1 | 9.91 | 0 | 25.42 | 28.41 | 7.07 | 21.33 | 24.34 | 1000 | 453.3 | 0.7712 | 0 | 0.8415 | 0.5258
Kadmat | 2025-06-30 02:00 | 6 | 181 | 2 | 10.58 | 0 | 25.41 | 28.39 | 7.07 | 21.32 | 23.49 | 1000 | 419.3 | 0.843 | 0 | 0.8396 | 0.5074
Kadmat | 2025-06-30 03:00 | 6 | 181 | 3 | 10.6 | 0 | 25.37 | 28.38 | 7.07 | 21.31 | 23.8 | 1000 | 414.3 | 0.8449 | 0 | 0.8389 | 0.5141
Kadmat | 2025-06-30 04:00 | 6 | 181 | 4 | 10.25 | 0 | 25.65 | 28.39 | 7.07 | 21.31 | 23.63 | 1000 | 456.9 | 0.8104 | 0 | 0.8393 | 0.5104
Kadmat | 2025-06-30 05:00 | 6 | 181 | 5 | 9.45 | 0 | 25.97 | 28.4 | 7.07 | 21.33 | 25.73 | 1000 | 453.2 | 0.709 | 0 | 0.8409 | 0.5558
Kadmat | 2025-06-30 06:00 | 6 | 181 | 6 | 9.75 | 3.7 | 26.14 | 28.42 | 7.07 | 21.35 | 28.68 | 1000 | 548.9 | 0.7494 | 0.003 | 0.8435 | 0.6195
Kadmat | 2025-06-30 07:00 | 6 | 181 | 7 | 9.73 | 153.1 | 26.6 | 28.45 | 7.07 | 21.38 | 30.87 | 1000 | 601.2 | 0.747 | 0.1218 | 0.8469 | 0.6668
Kadmat | 2025-06-30 08:00 | 6 | 181 | 8 | 9.81 | 379.9 | 26.95 | 28.49 | 7.07 | 21.41 | 29.87 | 1000 | 624.6 | 0.7577 | 0.2972 | 0.851 | 0.6451
Kadmat | 2025-06-30 09:00 | 6 | 181 | 9 | 10.53 | 501.8 | 27.29 | 28.53 | 7.07 | 21.45 | 27.65 | 1000 | 651.5 | 0.8391 | 0.3887 | 0.8554 | 0.5972
Kadmat | 2025-06-30 10:00 | 6 | 181 | 10 | 10.68 | 579.6 | 27.7 | 28.56 | 7.07 | 21.49 | 25.71 | 1000 | 661.2 | 0.851 | 0.4459 | 0.8597 | 0.5553
Kadmat | 2025-06-30 11:00 | 6 | 181 | 11 | 11.81 | 694.4 | 27.97 | 28.6 | 7.07 | 21.52 | 25.28 | 1000 | 657.9 | 0.898 | 0.5294 | 0.8638 | 0.5461
Kadmat | 2025-06-30 12:00 | 6 | 181 | 12 | 11.85 | 755.5 | 28.45 | 28.63 | 7.07 | 21.55 | 23.97 | 1000 | 677.7 | 0.8984 | 0.5724 | 0.8673 | 0.5178
Kadmat | 2025-06-30 13:00 | 6 | 181 | 13 | 10.75 | 744.8 | 28.48 | 28.65 | 7.07 | 21.58 | 25.73 | 1000 | 678.3 | 0.8558 | 0.5647 | 0.8699 | 0.5559
Kadmat | 2025-06-30 14:00 | 6 | 181 | 14 | 9.39 | 697 | 28.6 | 28.66 | 7.07 | 21.59 | 26.3 | 1000 | 620.4 | 0.6997 | 0.53 | 0.8715 | 0.5681
Kadmat | 2025-06-30 15:00 | 6 | 181 | 15 | 9.27 | 542.4 | 28.6 | 28.67 | 7.07 | 21.59 | 27.34 | 1000 | 668.3 | 0.6823 | 0.417 | 0.872 | 0.5906
Kadmat | 2025-06-30 16:00 | 6 | 181 | 16 | 8.59 | 404.6 | 28.37 | 28.66 | 7.07 | 21.59 | 30.63 | 1000 | 713.4 | 0.5771 | 0.3144 | 0.8712 | 0.6617
Kadmat | 2025-06-30 17:00 | 6 | 181 | 17 | 9.52 | 205 | 28.3 | 28.65 | 7.07 | 21.57 | 27.11 | 1000 | 763.1 | 0.7189 | 0.1616 | 0.8693 | 0.5856
Kadmat | 2025-06-30 18:00 | 6 | 181 | 18 | 9.96 | 62.6 | 28 | 28.62 | 7.07 | 21.55 | 28.08 | 1000 | 826.2 | 0.7772 | 0.0499 | 0.8664 | 0.6065
Kadmat | 2025-06-30 19:00 | 6 | 181 | 19 | 10.2 | 0 | 27.7 | 28.59 | 7.07 | 21.51 | 25.66 | 1000 | 838.6 | 0.805 | 0 | 0.8626 | 0.5543
Kadmat | 2025-06-30 20:00 | 6 | 181 | 20 | 9.42 | 0 | 27.34 | 28.55 | 7.07 | 21.48 | 26.68 | 1000 | 833.2 | 0.705 | 0 | 0.8582 | 0.5763
Kadmat | 2025-06-30 21:00 | 6 | 181 | 21 | 9.66 | 0 | 27.09 | 28.51 | 7.07 | 21.44 | 29 | 1000 | 797.5 | 0.7372 | 0 | 0.8536 | 0.6264
Kadmat | 2025-06-30 22:00 | 6 | 181 | 22 | 10.22 | 0 | 26.71 | 28.47 | 7.07 | 21.4 | 27.35 | 1000 | 719.9 | 0.807 | 0 | 0.8489 | 0.5908
Kadmat | 2025-06-30 23:00 | 6 | 181 | 23 | 9.73 | 0 | 26.28 | 28.43 | 7.07 | 21.36 | 28.62 | 1000 | 574.8 | 0.7473 | 0 | 0.8445 | 0.6181
Kadmat | 2025-07-01 00:00 | 7 | 182 | 0 | 11.01 | 0 | 25.04 | 28.4 | 7.07 | 21.33 | 39.96 | 1000 | 487.9 | 0.875 | 0 | 0.8408 | 0.8632
Kadmat | 2025-07-01 01:00 | 7 | 182 | 1 | 10.4 | 0 | 24.63 | 28.38 | 7.07 | 21.3 | 39.51 | 1000 | 459.6 | 0.8264 | 0 | 0.8379 | 0.8535
Kadmat | 2025-07-01 02:00 | 7 | 182 | 2 | 8.69 | 0 | 24.59 | 28.36 | 7.07 | 21.29 | 36.75 | 1000 | 441.4 | 0.5935 | 0 | 0.836 | 0.7937
Kadmat | 2025-07-01 03:00 | 7 | 182 | 3 | 9.23 | 0 | 24.38 | 28.35 | 7.07 | 21.28 | 35.37 | 1000 | 410.2 | 0.677 | 0 | 0.8353 | 0.7641
Kadmat | 2025-07-01 04:00 | 7 | 182 | 4 | 8.75 | 0 | 24.4 | 28.36 | 7.07 | 21.28 | 39.04 | 1000 | 411.1 | 0.6037 | 0 | 0.8357 | 0.8433
Kadmat | 2025-07-01 05:00 | 7 | 182 | 5 | 9.61 | 0 | 24.7 | 28.37 | 7.07 | 21.3 | 38.82 | 1000 | 478.6 | 0.7306 | 0 | 0.8373 | 0.8386
Kadmat | 2025-07-01 06:00 | 7 | 182 | 6 | 7.59 | 3 | 25.08 | 28.39 | 7.07 | 21.32 | 43.18 | 1000 | 540.4 | 0.4159 | 0.0024 | 0.8399 | 0.9
Kadmat | 2025-07-01 07:00 | 7 | 182 | 7 | 8.05 | 183.2 | 25.69 | 28.42 | 7.08 | 21.35 | 46.05 | 1000 | 592.4 | 0.4896 | 0.1459 | 0.8433 | 0.9
Kadmat | 2025-07-01 08:00 | 7 | 182 | 8 | 7.64 | 334.2 | 25.99 | 28.46 | 7.08 | 21.38 | 47.02 | 1000 | 609.9 | 0.4229 | 0.2632 | 0.8474 | 0.9
Kadmat | 2025-07-01 09:00 | 7 | 182 | 9 | 8.95 | 493.6 | 26.53 | 28.5 | 7.08 | 21.42 | 51.54 | 1000 | 607.9 | 0.634 | 0.3837 | 0.8517 | 0.9
Kadmat | 2025-07-01 10:00 | 7 | 182 | 10 | 8.88 | 716.9 | 26.8 | 28.53 | 7.08 | 21.46 | 55.56 | 1000 | 659.2 | 0.6237 | 0.548 | 0.8561 | 0.9
Kadmat | 2025-07-01 11:00 | 7 | 182 | 11 | 9.92 | 761.9 | 27.04 | 28.57 | 7.08 | 21.49 | 57.13 | 1000 | 672.3 | 0.7722 | 0.58 | 0.8602 | 0.9
Kadmat | 2025-07-01 12:00 | 7 | 182 | 12 | 11.25 | 711.5 | 27.52 | 28.6 | 7.08 | 21.52 | 52.18 | 1000 | 661.1 | 0.8846 | 0.5426 | 0.8637 | 0.9
Kadmat | 2025-07-01 13:00 | 7 | 182 | 13 | 11.13 | 835.9 | 27.63 | 28.62 | 7.08 | 21.55 | 53.74 | 1000 | 652.3 | 0.8798 | 0.6316 | 0.8663 | 0.9
Kadmat | 2025-07-01 14:00 | 7 | 182 | 14 | 10.74 | 701.7 | 27.62 | 28.64 | 7.08 | 21.56 | 57.84 | 1000 | 607.6 | 0.8548 | 0.5353 | 0.8679 | 0.9
Kadmat | 2025-07-01 15:00 | 7 | 182 | 15 | 12.09 | 558.9 | 27.49 | 28.64 | 7.08 | 21.56 | 59.51 | 1000 | 639 | 0.9 | 0.431 | 0.8683 | 0.9
Kadmat | 2025-07-01 16:00 | 7 | 182 | 16 | 10.3 | 457.1 | 27.39 | 28.63 | 7.08 | 21.56 | 52.52 | 1000 | 678.2 | 0.8154 | 0.3551 | 0.8676 | 0.9
Kadmat | 2025-07-01 17:00 | 7 | 182 | 17 | 9.68 | 238.7 | 27.45 | 28.62 | 7.08 | 21.54 | 53.77 | 1000 | 737.1 | 0.74 | 0.1882 | 0.8657 | 0.9
Kadmat | 2025-07-01 18:00 | 7 | 182 | 18 | 10.97 | 65.9 | 27.21 | 28.59 | 7.08 | 21.52 | 56.83 | 1000 | 798.8 | 0.8726 | 0.0526 | 0.8627 | 0.9
Kadmat | 2025-07-01 19:00 | 7 | 182 | 19 | 10.12 | 0 | 26.7 | 28.56 | 7.08 | 21.48 | 58.94 | 1000 | 835.5 | 0.7956 | 0 | 0.859 | 0.9
Kadmat | 2025-07-01 20:00 | 7 | 182 | 20 | 8.7 | 0 | 26.55 | 28.52 | 7.08 | 21.45 | 55.69 | 1000 | 806.5 | 0.5946 | 0 | 0.8546 | 0.9
Kadmat | 2025-07-01 21:00 | 7 | 182 | 21 | 7.93 | 0 | 26.1 | 28.48 | 7.08 | 21.41 | 48.36 | 1000 | 742.8 | 0.4698 | 0 | 0.8499 | 0.9
Kadmat | 2025-07-01 22:00 | 7 | 182 | 22 | 7.73 | 0 | 25.6 | 28.44 | 7.08 | 21.37 | 43.13 | 1000 | 634.7 | 0.438 | 0 | 0.8453 | 0.9
Kadmat | 2025-07-01 23:00 | 7 | 182 | 23 | 8.15 | 0 | 25.2 | 28.4 | 7.08 | 21.33 | 47.95 | 1000 | 561.4 | 0.5062 | 0 | 0.8409 | 0.9
Kadmat | 2025-07-02 00:00 | 7 | 183 | 0 | 8.39 | 0 | 25.02 | 28.37 | 7.08 | 21.3 | 51.69 | 1000 | 463.6 | 0.5456 | 0 | 0.8372 | 0.9
Kadmat | 2025-07-02 01:00 | 7 | 183 | 1 | 7.96 | 0 | 24.99 | 28.35 | 7.08 | 21.27 | 50.51 | 1000 | 436.3 | 0.4743 | 0 | 0.8343 | 0.9
Kadmat | 2025-07-02 02:00 | 7 | 183 | 2 | 9.41 | 0 | 24.87 | 28.33 | 7.08 | 21.25 | 54.22 | 1000 | 429.7 | 0.7026 | 0 | 0.8324 | 0.9
Kadmat | 2025-07-02 03:00 | 7 | 183 | 3 | 9.66 | 0 | 24.72 | 28.32 | 7.08 | 21.25 | 59.74 | 1000 | 435.7 | 0.7383 | 0 | 0.8317 | 0.9
Kadmat | 2025-07-02 04:00 | 7 | 183 | 4 | 8.17 | 0 | 24.91 | 28.33 | 7.08 | 21.25 | 57.17 | 1000 | 407.2 | 0.5091 | 0 | 0.8321 | 0.9
Kadmat | 2025-07-02 05:00 | 7 | 183 | 5 | 9.88 | 0 | 25.21 | 28.34 | 7.08 | 21.27 | 58.74 | 1000 | 467.4 | 0.7673 | 0 | 0.8337 | 0.9
Kadmat | 2025-07-02 06:00 | 7 | 183 | 6 | 8.58 | 1.2 | 25.5 | 28.36 | 7.08 | 21.29 | 60.92 | 1000 | 526.6 | 0.5762 | 0.001 | 0.8363 | 0.9
Kadmat | 2025-07-02 07:00 | 7 | 183 | 7 | 9.88 | 78.4 | 25.82 | 28.39 | 7.08 | 21.32 | 54.28 | 1000 | 559.8 | 0.7677 | 0.0629 | 0.8397 | 0.9
Kadmat | 2025-07-02 08:00 | 7 | 183 | 8 | 9.35 | 169.1 | 26.2 | 28.43 | 7.08 | 21.35 | 47.04 | 1000 | 604.7 | 0.6937 | 0.1345 | 0.8438 | 0.9
Kadmat | 2025-07-02 09:00 | 7 | 183 | 9 | 8.16 | 244.2 | 26.7 | 28.47 | 7.08 | 21.39 | 47.75 | 1000 | 600.3 | 0.5069 | 0.193 | 0.8481 | 0.9
Kadmat | 2025-07-02 10:00 | 7 | 183 | 10 | 10.36 | 298.5 | 27.03 | 28.5 | 7.08 | 21.43 | 52.16 | 1000 | 639.9 | 0.8218 | 0.2348 | 0.8525 | 0.9
Kadmat | 2025-07-02 11:00 | 7 | 183 | 11 | 10.7 | 354.3 | 27.24 | 28.54 | 7.08 | 21.46 | 51.94 | 1000 | 676.4 | 0.852 | 0.2774 | 0.8565 | 0.9
Kadmat | 2025-07-02 12:00 | 7 | 183 | 12 | 8.71 | 364.3 | 27.52 | 28.57 | 7.08 | 21.49 | 53.37 | 1000 | 654.9 | 0.5972 | 0.2847 | 0.86 | 0.9
Kadmat | 2025-07-02 13:00 | 7 | 183 | 13 | 7.78 | 360 | 27.6 | 28.59 | 7.08 | 21.51 | 47.65 | 1000 | 646.3 | 0.4465 | 0.2814 | 0.8627 | 0.9
Kadmat | 2025-07-02 14:00 | 7 | 183 | 14 | 7.45 | 300 | 28.08 | 28.61 | 7.08 | 21.53 | 47.19 | 1000 | 653.4 | 0.3948 | 0.2351 | 0.8643 | 0.9
Kadmat | 2025-07-02 15:00 | 7 | 183 | 15 | 6.98 | 255.4 | 27.98 | 28.61 | 7.08 | 21.53 | 42.25 | 1000 | 658.7 | 0.3267 | 0.2008 | 0.8647 | 0.9
Kadmat | 2025-07-02 16:00 | 7 | 183 | 16 | 8.44 | 225.1 | 27.8 | 28.6 | 7.08 | 21.53 | 41.47 | 1000 | 684.8 | 0.554 | 0.1774 | 0.8639 | 0.8958
Kadmat | 2025-07-02 17:00 | 7 | 183 | 17 | 9.42 | 135.5 | 27.68 | 28.59 | 7.08 | 21.51 | 46.43 | 1000 | 727.3 | 0.7043 | 0.1076 | 0.862 | 0.9
Kadmat | 2025-07-02 18:00 | 7 | 183 | 18 | 10.26 | 29.7 | 27.46 | 28.56 | 7.08 | 21.48 | 42.5 | 1000 | 830.9 | 0.8106 | 0.0238 | 0.8591 | 0.9
Kadmat | 2025-07-02 19:00 | 7 | 183 | 19 | 8.98 | 0 | 27.19 | 28.53 | 7.08 | 21.45 | 45.91 | 1000 | 838.9 | 0.6401 | 0 | 0.8553 | 0.9
Kadmat | 2025-07-02 20:00 | 7 | 183 | 20 | 10.13 | 0 | 26.58 | 28.49 | 7.08 | 21.41 | 52.6 | 1000 | 825.2 | 0.7974 | 0 | 0.851 | 0.9
Kadmat | 2025-07-02 21:00 | 7 | 183 | 21 | 10.54 | 0 | 26.14 | 28.45 | 7.08 | 21.37 | 51.02 | 1000 | 752.7 | 0.8403 | 0 | 0.8463 | 0.9
Kadmat | 2025-07-02 22:00 | 7 | 183 | 22 | 10.76 | 0 | 25.63 | 28.41 | 7.08 | 21.33 | 52.99 | 1000 | 646.3 | 0.8567 | 0 | 0.8417 | 0.9
Kadmat | 2025-07-02 23:00 | 7 | 183 | 23 | 9.47 | 0 | 25.35 | 28.37 | 7.08 | 21.3 | 51.99 | 1000 | 546.1 | 0.7125 | 0 | 0.8373 | 0.9
Kadmat | 2025-07-03 00:00 | 7 | 184 | 0 | 10.02 | 0 | 25.05 | 28.34 | 7.08 | 21.26 | 55.37 | 1000 | 436.2 | 0.7848 | 0 | 0.8336 | 0.9
Kadmat | 2025-07-03 01:00 | 7 | 184 | 1 | 10.1 | 0 | 24.95 | 28.32 | 7.08 | 21.24 | 54.37 | 1000 | 433.3 | 0.7937 | 0 | 0.8307 | 0.9
Kadmat | 2025-07-03 02:00 | 7 | 184 | 2 | 11.07 | 0 | 25.06 | 28.3 | 7.08 | 21.22 | 53.85 | 1000 | 418.6 | 0.8776 | 0 | 0.8288 | 0.9
Kadmat | 2025-07-03 03:00 | 7 | 184 | 3 | 12.43 | 0 | 25.34 | 28.29 | 7.08 | 21.22 | 54.99 | 1000 | 402.4 | 0.9 | 0 | 0.8281 | 0.9
Kadmat | 2025-07-03 04:00 | 7 | 184 | 4 | 14.33 | 0 | 25.54 | 28.3 | 7.08 | 21.22 | 56.33 | 1000 | 414.4 | 0.9 | 0 | 0.8285 | 0.9
Kadmat | 2025-07-03 05:00 | 7 | 184 | 5 | 15.16 | 0 | 25.83 | 28.31 | 7.08 | 21.23 | 59.84 | 1000 | 470.6 | 0.9 | 0 | 0.8301 | 0.9
Kadmat | 2025-07-03 06:00 | 7 | 184 | 6 | 17.02 | 2.1 | 26.09 | 28.33 | 7.08 | 21.26 | 56.75 | 1000 | 499.3 | 0.9 | 0.0017 | 0.8327 | 0.9
Kadmat | 2025-07-03 07:00 | 7 | 184 | 7 | 16.82 | 183.9 | 26.51 | 28.36 | 7.08 | 21.29 | 60.4 | 1000 | 557.3 | 0.9 | 0.146 | 0.8361 | 0.9
Kadmat | 2025-07-03 08:00 | 7 | 184 | 8 | 17.5 | 301.2 | 27 | 28.4 | 7.08 | 21.32 | 59.82 | 1000 | 599.9 | 0.9 | 0.2369 | 0.8402 | 0.9
Kadmat | 2025-07-03 09:00 | 7 | 184 | 9 | 16.77 | 494.5 | 27.43 | 28.44 | 7.08 | 21.36 | 59.82 | 1000 | 605.4 | 0.9 | 0.3831 | 0.8445 | 0.9
Kadmat | 2025-07-03 10:00 | 7 | 184 | 10 | 16.94 | 705.9 | 27.62 | 28.47 | 7.08 | 21.4 | 57.39 | 1000 | 649.1 | 0.9 | 0.5384 | 0.8489 | 0.9
Kadmat | 2025-07-03 11:00 | 7 | 184 | 11 | 16.24 | 761.1 | 27.8 | 28.51 | 7.08 | 21.43 | 55.49 | 1000 | 664.6 | 0.9 | 0.5778 | 0.8529 | 0.9
Kadmat | 2025-07-03 12:00 | 7 | 184 | 12 | 15.27 | 680.7 | 28.29 | 28.54 | 7.08 | 21.46 | 47.15 | 1000 | 648.8 | 0.9 | 0.5189 | 0.8564 | 0.9
Kadmat | 2025-07-03 13:00 | 7 | 184 | 13 | 15.22 | 696.1 | 28.38 | 28.56 | 7.08 | 21.48 | 41.2 | 1000 | 663.3 | 0.9 | 0.5298 | 0.859 | 0.89
Kadmat | 2025-07-03 14:00 | 7 | 184 | 14 | 12.88 | 654.6 | 28.45 | 28.58 | 7.08 | 21.5 | 37.68 | 1000 | 643.7 | 0.9 | 0.4996 | 0.8606 | 0.8139
Kadmat | 2025-07-03 15:00 | 7 | 184 | 15 | 11.13 | 563 | 28.36 | 28.58 | 7.08 | 21.5 | 37.25 | 1000 | 622.7 | 0.8799 | 0.4326 | 0.8611 | 0.8046
Kadmat | 2025-07-03 16:00 | 7 | 184 | 16 | 10.27 | 410.8 | 28.2 | 28.57 | 7.08 | 21.49 | 42.21 | 1000 | 687.8 | 0.8119 | 0.3193 | 0.8603 | 0.9
Kadmat | 2025-07-03 17:00 | 7 | 184 | 17 | 11.05 | 233.3 | 27.9 | 28.56 | 7.08 | 21.48 | 40.97 | 1000 | 771.7 | 0.8767 | 0.1838 | 0.8584 | 0.885
Kadmat | 2025-07-03 18:00 | 7 | 184 | 18 | 10.22 | 67.5 | 27.5 | 28.53 | 7.08 | 21.45 | 45.84 | 1000 | 792.7 | 0.8069 | 0.0538 | 0.8555 | 0.9
Kadmat | 2025-07-03 19:00 | 7 | 184 | 19 | 10.68 | 0 | 27.34 | 28.5 | 7.08 | 21.42 | 47.39 | 1000 | 802.9 | 0.8504 | 0 | 0.8517 | 0.9
Kadmat | 2025-07-03 20:00 | 7 | 184 | 20 | 10.83 | 0 | 26.81 | 28.46 | 7.08 | 21.38 | 48.51 | 1000 | 813 | 0.8618 | 0 | 0.8474 | 0.9
Kadmat | 2025-07-03 21:00 | 7 | 184 | 21 | 11.67 | 0 | 26.42 | 28.42 | 7.08 | 21.34 | 47.81 | 1000 | 756.9 | 0.8964 | 0 | 0.8427 | 0.9
Kadmat | 2025-07-03 22:00 | 7 | 184 | 22 | 10.5 | 0 | 26.11 | 28.38 | 7.08 | 21.3 | 44.06 | 1000 | 651.7 | 0.8365 | 0 | 0.8381 | 0.9
Kadmat | 2025-07-03 23:00 | 7 | 184 | 23 | 9.96 | 0 | 25.75 | 28.35 | 7.08 | 21.27 | 43.91 | 1000 | 555.2 | 0.778 | 0 | 0.8337 | 0.9
Kadmat | 2025-07-04 00:00 | 7 | 185 | 0 | 11.27 | 0 | 25.56 | 28.31 | 7.08 | 21.23 | 41.8 | 1000 | 458.1 | 0.8856 | 0 | 0.83 | 0.9
Kadmat | 2025-07-04 01:00 | 7 | 185 | 1 | 8.82 | 0 | 25.6 | 28.29 | 7.08 | 21.21 | 42.22 | 1000 | 434.7 | 0.6147 | 0 | 0.8271 | 0.9
Kadmat | 2025-07-04 02:00 | 7 | 185 | 2 | 9.62 | 0 | 25.75 | 28.27 | 7.08 | 21.19 | 36.24 | 1000 | 413.7 | 0.7325 | 0 | 0.8252 | 0.7828
Kadmat | 2025-07-04 03:00 | 7 | 185 | 3 | 11.05 | 0 | 25.65 | 28.27 | 7.08 | 21.19 | 39.22 | 1000 | 414 | 0.8768 | 0 | 0.8245 | 0.8472
Kadmat | 2025-07-04 04:00 | 7 | 185 | 4 | 11.19 | 0 | 25.74 | 28.27 | 7.08 | 21.19 | 44.55 | 1000 | 414.7 | 0.8825 | 0 | 0.8249 | 0.9
Kadmat | 2025-07-04 05:00 | 7 | 185 | 5 | 12.24 | 0 | 26.11 | 28.28 | 7.08 | 21.2 | 47.04 | 1000 | 467.5 | 0.9 | 0 | 0.8265 | 0.9
Kadmat | 2025-07-04 06:00 | 7 | 185 | 6 | 12.39 | 1.6 | 26.28 | 28.31 | 7.08 | 21.23 | 46.77 | 1000 | 506.4 | 0.9 | 0.0013 | 0.8291 | 0.9
Kadmat | 2025-07-04 07:00 | 7 | 185 | 7 | 13.44 | 112.6 | 26.61 | 28.34 | 7.08 | 21.26 | 43.9 | 1000 | 566.4 | 0.9 | 0.0899 | 0.8325 | 0.9
Kadmat | 2025-07-04 08:00 | 7 | 185 | 8 | 13.63 | 284.5 | 27.22 | 28.37 | 7.08 | 21.29 | 41.77 | 1000 | 583.3 | 0.9 | 0.2238 | 0.8366 | 0.9
Kadmat | 2025-07-04 09:00 | 7 | 185 | 9 | 12.19 | 383.3 | 27.45 | 28.41 | 7.08 | 21.33 | 39.81 | 1000 | 630.1 | 0.9 | 0.2993 | 0.8409 | 0.8599
Kadmat | 2025-07-04 10:00 | 7 | 185 | 10 | 12.18 | 438.5 | 27.81 | 28.45 | 7.08 | 21.37 | 39.15 | 1000 | 656.4 | 0.9 | 0.3406 | 0.8452 | 0.8456
Kadmat | 2025-07-04 11:00 | 7 | 185 | 11 | 12.17 | 458.7 | 28.15 | 28.48 | 7.08 | 21.4 | 38.4 | 1000 | 671.8 | 0.9 | 0.3554 | 0.8493 | 0.8295
Kadmat | 2025-07-04 12:00 | 7 | 185 | 12 | 9.29 | 636.2 | 28.27 | 28.51 | 7.08 | 21.43 | 36.34 | 1000 | 711.3 | 0.685 | 0.4865 | 0.8528 | 0.7849
Kadmat | 2025-07-04 13:00 | 7 | 185 | 13 | 9.76 | 522.4 | 28.55 | 28.53 | 7.08 | 21.45 | 35.09 | 1000 | 681 | 0.7505 | 0.4023 | 0.8554 | 0.7579
Kadmat | 2025-07-04 14:00 | 7 | 185 | 14 | 9.21 | 466.3 | 28.64 | 28.55 | 7.08 | 21.47 | 35.05 | 1000 | 642.4 | 0.673 | 0.3604 | 0.857 | 0.7572
Kadmat | 2025-07-04 15:00 | 7 | 185 | 15 | 10.9 | 381.7 | 28.37 | 28.55 | 7.08 | 21.47 | 31.52 | 1000 | 608 | 0.8671 | 0.297 | 0.8574 | 0.6807
Kadmat | 2025-07-04 16:00 | 7 | 185 | 16 | 11.36 | 276.5 | 28.12 | 28.54 | 7.08 | 21.46 | 31.33 | 1000 | 629.8 | 0.8891 | 0.217 | 0.8567 | 0.6767
Kadmat | 2025-07-04 17:00 | 7 | 185 | 17 | 11.21 | 162.8 | 27.93 | 28.53 | 7.08 | 21.45 | 31.87 | 1000 | 748 | 0.8831 | 0.1289 | 0.8548 | 0.6884
Kadmat | 2025-07-04 18:00 | 7 | 185 | 18 | 10.11 | 49.8 | 27.59 | 28.5 | 7.08 | 21.42 | 31.96 | 1000 | 784.7 | 0.7954 | 0.0398 | 0.8519 | 0.6904
Kadmat | 2025-07-04 19:00 | 7 | 185 | 19 | 9.87 | 0 | 27.36 | 28.47 | 7.08 | 21.39 | 30.92 | 1000 | 878.1 | 0.7662 | 0 | 0.8481 | 0.668
Kadmat | 2025-07-04 20:00 | 7 | 185 | 20 | 10.58 | 0 | 26.99 | 28.43 | 7.08 | 21.35 | 24.89 | 1000 | 814.5 | 0.8431 | 0 | 0.8437 | 0.5377
Kadmat | 2025-07-04 21:00 | 7 | 185 | 21 | 8.49 | 0 | 26.44 | 28.39 | 7.08 | 21.31 | 25.9 | 1000 | 777.9 | 0.561 | 0 | 0.8391 | 0.5594
Kadmat | 2025-07-04 22:00 | 7 | 185 | 22 | 9.07 | 0 | 25.82 | 28.35 | 7.08 | 21.27 | 29.45 | 1000 | 672 | 0.6529 | 0 | 0.8345 | 0.6362
Kadmat | 2025-07-04 23:00 | 7 | 185 | 23 | 9.53 | 0 | 25.44 | 28.32 | 7.08 | 21.23 | 30.54 | 1000 | 532 | 0.7202 | 0 | 0.8301 | 0.6597
Kadmat | 2025-07-05 00:00 | 7 | 186 | 0 | 11.07 | 0 | 25.2 | 28.28 | 7.08 | 21.2 | 27.08 | 1000 | 454.7 | 0.8775 | 0 | 0.8264 | 0.5848
Kadmat | 2025-07-05 01:00 | 7 | 186 | 1 | 11.44 | 0 | 25.04 | 28.26 | 7.08 | 21.18 | 25.6 | 1000 | 437.1 | 0.8924 | 0 | 0.8235 | 0.5531
Kadmat | 2025-07-05 02:00 | 7 | 186 | 2 | 11.79 | 0 | 25.05 | 28.24 | 7.08 | 21.16 | 24.57 | 1000 | 420.1 | 0.8977 | 0 | 0.8216 | 0.5307
Kadmat | 2025-07-05 03:00 | 7 | 186 | 3 | 11.81 | 0 | 24.87 | 28.24 | 7.08 | 21.15 | 26.15 | 1000 | 400.1 | 0.8979 | 0 | 0.8209 | 0.5649
Kadmat | 2025-07-05 04:00 | 7 | 186 | 4 | 14.96 | 0 | 25.09 | 28.24 | 7.08 | 21.16 | 24.86 | 1000 | 403.3 | 0.9 | 0 | 0.8213 | 0.5369
Kadmat | 2025-07-05 05:00 | 7 | 186 | 5 | 15.77 | 0 | 25.29 | 28.25 | 7.08 | 21.17 | 23.18 | 1000 | 459.9 | 0.9 | 0 | 0.8229 | 0.5006
Kadmat | 2025-07-05 06:00 | 7 | 186 | 6 | 15.1 | 1 | 25.69 | 28.28 | 7.08 | 21.19 | 18.88 | 1000 | 530.3 | 0.9 | 0.0008 | 0.8255 | 0.4079
Kadmat | 2025-07-05 07:00 | 7 | 186 | 7 | 15.71 | 100.4 | 26.11 | 28.31 | 7.08 | 21.22 | 17.78 | 1000 | 583.6 | 0.9 | 0.0803 | 0.8289 | 0.384
Kadmat | 2025-07-05 08:00 | 7 | 186 | 8 | 14.1 | 208.2 | 26.53 | 28.34 | 7.08 | 21.26 | 19.21 | 1000 | 586.3 | 0.9 | 0.165 | 0.833 | 0.415
Kadmat | 2025-07-05 09:00 | 7 | 186 | 9 | 14.24 | 261.5 | 27.15 | 28.38 | 7.08 | 21.3 | 19.34 | 1000 | 602.1 | 0.9 | 0.2061 | 0.8373 | 0.4177
Kadmat | 2025-07-05 10:00 | 7 | 186 | 10 | 12.43 | 381.6 | 27.67 | 28.42 | 7.08 | 21.33 | 18.64 | 1000 | 629.3 | 0.9 | 0.2977 | 0.8416 | 0.4027
Kadmat | 2025-07-05 11:00 | 7 | 186 | 11 | 15.52 | 409 | 27.94 | 28.45 | 7.08 | 21.37 | 18.76 | 1000 | 696.6 | 0.9 | 0.3182 | 0.8457 | 0.4052
Kadmat | 2025-07-05 12:00 | 7 | 186 | 12 | 15.55 | 468 | 28.42 | 28.48 | 7.08 | 21.4 | 19.85 | 1000 | 688.2 | 0.9 | 0.362 | 0.8491 | 0.4288
Kadmat | 2025-07-05 13:00 | 7 | 186 | 13 | 17 | 393.8 | 28.44 | 28.5 | 7.08 | 21.42 | 20.09 | 1000 | 663.5 | 0.9 | 0.3061 | 0.8518 | 0.4339
Kadmat | 2025-07-05 14:00 | 7 | 186 | 14 | 15.61 | 351.6 | 28.42 | 28.52 | 7.08 | 21.43 | 22.47 | 1000 | 633.6 | 0.9 | 0.2742 | 0.8534 | 0.4853
Kadmat | 2025-07-05 15:00 | 7 | 186 | 15 | 15.24 | 291.5 | 28.3 | 28.52 | 7.08 | 21.44 | 21.77 | 1000 | 631.3 | 0.9 | 0.2283 | 0.8538 | 0.4703
Kadmat | 2025-07-05 16:00 | 7 | 186 | 16 | 13.61 | 237.3 | 28.15 | 28.51 | 7.08 | 21.43 | 22.92 | 1000 | 668.7 | 0.9 | 0.1867 | 0.853 | 0.495
Kadmat | 2025-07-05 17:00 | 7 | 186 | 17 | 15.29 | 142 | 27.72 | 28.5 | 7.08 | 21.42 | 24.49 | 1000 | 714.5 | 0.9 | 0.1126 | 0.8512 | 0.529
Kadmat | 2025-07-05 18:00 | 7 | 186 | 18 | 14.24 | 37.4 | 27.4 | 28.47 | 7.08 | 21.39 | 25.78 | 1000 | 802.8 | 0.9 | 0.0299 | 0.8482 | 0.5568
Kadmat | 2025-07-05 19:00 | 7 | 186 | 19 | 11.88 | 0 | 27.06 | 28.44 | 7.08 | 21.36 | 23.99 | 1000 | 811.8 | 0.8987 | 0 | 0.8445 | 0.5182
Kadmat | 2025-07-05 20:00 | 7 | 186 | 20 | 10.93 | 0 | 26.51 | 28.4 | 7.08 | 21.32 | 19.23 | 1000 | 849 | 0.8696 | 0 | 0.8401 | 0.4154
Kadmat | 2025-07-05 21:00 | 7 | 186 | 21 | 9.69 | 0 | 26.13 | 28.36 | 7.08 | 21.28 | 20.38 | 1000 | 760.2 | 0.7414 | 0 | 0.8355 | 0.4403
Kadmat | 2025-07-05 22:00 | 7 | 186 | 22 | 8.22 | 0 | 25.67 | 28.32 | 7.08 | 21.24 | 20.83 | 1000 | 645 | 0.5168 | 0 | 0.8309 | 0.45
Kadmat | 2025-07-05 23:00 | 7 | 186 | 23 | 9.15 | 0 | 24.98 | 28.29 | 7.08 | 21.2 | 21.33 | 1000 | 559.4 | 0.6653 | 0 | 0.8265 | 0.4608
Kadmat | 2025-07-06 00:00 | 7 | 187 | 0 | 9.32 | 0 | 24.89 | 28.25 | 7.08 | 21.17 | 22.97 | 1000 | 463 | 0.6905 | 0 | 0.8228 | 0.4961
Kadmat | 2025-07-06 01:00 | 7 | 187 | 1 | 10.63 | 0 | 24.72 | 28.23 | 7.08 | 21.15 | 23.06 | 1000 | 452 | 0.8466 | 0 | 0.8199 | 0.4981
Kadmat | 2025-07-06 02:00 | 7 | 187 | 2 | 10.85 | 0 | 24.58 | 28.21 | 7.08 | 21.13 | 20.67 | 1000 | 430.7 | 0.8635 | 0 | 0.8181 | 0.4465
Kadmat | 2025-07-06 03:00 | 7 | 187 | 3 | 9.16 | 0 | 24.57 | 28.21 | 7.08 | 21.12 | 22.23 | 1000 | 414 | 0.6669 | 0 | 0.8173 | 0.4802
Kadmat | 2025-07-06 04:00 | 7 | 187 | 4 | 8.94 | 0 | 24.79 | 28.21 | 7.08 | 21.13 | 21.54 | 1000 | 420.5 | 0.6323 | 0 | 0.8178 | 0.4652
Kadmat | 2025-07-06 05:00 | 7 | 187 | 5 | 7.91 | 0 | 25.18 | 28.22 | 7.08 | 21.14 | 21.14 | 1000 | 453.1 | 0.4665 | 0 | 0.8193 | 0.4567
Kadmat | 2025-07-06 06:00 | 7 | 187 | 6 | 7.26 | 1.2 | 25.84 | 28.25 | 7.08 | 21.16 | 20.69 | 1000 | 524.8 | 0.3673 | 0.001 | 0.8219 | 0.4469
Kadmat | 2025-07-06 07:00 | 7 | 187 | 7 | 8.65 | 146.3 | 26.36 | 28.28 | 7.08 | 21.19 | 20.45 | 1000 | 572.4 | 0.5868 | 0.1165 | 0.8253 | 0.4417
Kadmat | 2025-07-06 08:00 | 7 | 187 | 8 | 8.35 | 313.6 | 26.93 | 28.31 | 7.08 | 21.23 | 19.89 | 1000 | 647.3 | 0.5381 | 0.2464 | 0.8294 | 0.4297
Kadmat | 2025-07-06 09:00 | 7 | 187 | 9 | 9.19 | 496.6 | 27.43 | 28.35 | 7.08 | 21.27 | 21.23 | 1000 | 579.7 | 0.6712 | 0.3847 | 0.8337 | 0.4587
Kadmat | 2025-07-06 10:00 | 7 | 187 | 10 | 7.1 | 561.3 | 27.76 | 28.39 | 7.08 | 21.3 | 22.24 | 1000 | 636 | 0.3444 | 0.4323 | 0.838 | 0.4804
Kadmat | 2025-07-06 11:00 | 7 | 187 | 11 | 6.4 | 577 | 28.05 | 28.42 | 7.08 | 21.34 | 22.65 | 1000 | 648.9 | 0.2533 | 0.4435 | 0.8421 | 0.4892
Kadmat | 2025-07-06 12:00 | 7 | 187 | 12 | 6.59 | 713.2 | 28.27 | 28.45 | 7.08 | 21.37 | 24.22 | 1000 | 685.6 | 0.2757 | 0.5424 | 0.8455 | 0.5232
Kadmat | 2025-07-06 13:00 | 7 | 187 | 13 | 8.49 | 625.7 | 28.52 | 28.47 | 7.08 | 21.39 | 23.7 | 1000 | 707.6 | 0.5613 | 0.4784 | 0.8481 | 0.5119
Kadmat | 2025-07-06 14:00 | 7 | 187 | 14 | 8.87 | 592.5 | 28.39 | 28.49 | 7.08 | 21.4 | 22.3 | 1000 | 671.1 | 0.6215 | 0.4543 | 0.8497 | 0.4816
Kadmat | 2025-07-06 15:00 | 7 | 187 | 15 | 7.63 | 506.8 | 28.59 | 28.49 | 7.08 | 21.41 | 24.69 | 1000 | 617.3 | 0.4218 | 0.3906 | 0.8502 | 0.5334
Kadmat | 2025-07-06 16:00 | 7 | 187 | 16 | 8.92 | 462.2 | 28.45 | 28.49 | 7.08 | 21.4 | 23.38 | 1000 | 662.4 | 0.6295 | 0.3575 | 0.8494 | 0.5049
Kadmat | 2025-07-06 17:00 | 7 | 187 | 17 | 10.37 | 213.5 | 27.99 | 28.47 | 7.08 | 21.38 | 21.99 | 1000 | 738.5 | 0.8234 | 0.1683 | 0.8475 | 0.475
Kadmat | 2025-07-06 18:00 | 7 | 187 | 18 | 12.04 | 56.5 | 27.53 | 28.44 | 7.08 | 21.36 | 21.92 | 1000 | 832.7 | 0.9 | 0.0451 | 0.8446 | 0.4735
Kadmat | 2025-07-06 19:00 | 7 | 187 | 19 | 10.07 | 0 | 27.19 | 28.41 | 7.08 | 21.33 | 25.34 | 1000 | 858.4 | 0.7903 | 0 | 0.8409 | 0.5473
Kadmat | 2025-07-06 20:00 | 7 | 187 | 20 | 8.28 | 0 | 26.56 | 28.37 | 7.08 | 21.29 | 23.41 | 1000 | 746.1 | 0.5276 | 0 | 0.8365 | 0.5057
Kadmat | 2025-07-06 21:00 | 7 | 187 | 21 | 10.62 | 0 | 26.54 | 28.33 | 7.08 | 21.25 | 26.01 | 1000 | 736.6 | 0.8461 | 0 | 0.8319 | 0.5618
Kadmat | 2025-07-06 22:00 | 7 | 187 | 22 | 12.47 | 0 | 26.01 | 28.29 | 7.08 | 21.21 | 25.19 | 1000 | 646.3 | 0.9 | 0 | 0.8273 | 0.5442
Kadmat | 2025-07-06 23:00 | 7 | 187 | 23 | 14.2 | 0 | 25.52 | 28.26 | 7.08 | 21.17 | 26.2 | 1000 | 535.1 | 0.9 | 0 | 0.823 | 0.566
Kadmat | 2025-07-07 00:00 | 7 | 188 | 0 | 15.82 | 0 | 25.44 | 28.22 | 7.08 | 21.14 | 26.8 | 1000 | 476.8 | 0.9 | 0 | 0.8192 | 0.5789
Kadmat | 2025-07-07 01:00 | 7 | 188 | 1 | 16.18 | 0 | 25.15 | 28.2 | 7.08 | 21.11 | 28.23 | 1000 | 425.1 | 0.9 | 0 | 0.8164 | 0.6098
Kadmat | 2025-07-07 02:00 | 7 | 188 | 2 | 18.03 | 0 | 25.03 | 28.18 | 7.08 | 21.1 | 24.58 | 1000 | 426.2 | 0.9 | 0 | 0.8145 | 0.5309
Kadmat | 2025-07-07 03:00 | 7 | 188 | 3 | 18.4 | 0 | 24.76 | 28.18 | 7.08 | 21.09 | 23.31 | 1000 | 430.3 | 0.9 | 0 | 0.8138 | 0.5035
Kadmat | 2025-07-07 04:00 | 7 | 188 | 4 | 15.15 | 0 | 25.09 | 28.18 | 7.08 | 21.1 | 26.65 | 1000 | 427.4 | 0.9 | 0 | 0.8142 | 0.5756
Kadmat | 2025-07-07 05:00 | 7 | 188 | 5 | 15.03 | 0 | 25.39 | 28.19 | 7.08 | 21.11 | 26.4 | 1000 | 462.2 | 0.9 | 0 | 0.8158 | 0.5703
Kadmat | 2025-07-07 06:00 | 7 | 188 | 6 | 14.45 | 0.8 | 25.66 | 28.22 | 7.08 | 21.13 | 26.91 | 1000 | 507.9 | 0.9 | 0.0007 | 0.8183 | 0.5814
Kadmat | 2025-07-07 07:00 | 7 | 188 | 7 | 15.29 | 136.4 | 26.06 | 28.25 | 7.08 | 21.16 | 23.31 | 1000 | 580.6 | 0.9 | 0.1089 | 0.8218 | 0.5034
Kadmat | 2025-07-07 08:00 | 7 | 188 | 8 | 15.58 | 210.9 | 26.45 | 28.28 | 7.08 | 21.2 | 23.6 | 1000 | 635.1 | 0.9 | 0.1673 | 0.8258 | 0.5098
Kadmat | 2025-07-07 09:00 | 7 | 188 | 9 | 15.32 | 387.8 | 26.84 | 28.32 | 7.09 | 21.23 | 21.01 | 1000 | 636 | 0.9 | 0.3034 | 0.8301 | 0.4537
Kadmat | 2025-07-07 10:00 | 7 | 188 | 10 | 15.99 | 455.8 | 27.19 | 28.36 | 7.09 | 21.27 | 20.72 | 1000 | 672.1 | 0.9 | 0.3544 | 0.8344 | 0.4475
Kadmat | 2025-07-07 11:00 | 7 | 188 | 11 | 16.22 | 483.3 | 27.48 | 28.39 | 7.09 | 21.31 | 21.43 | 1000 | 667.2 | 0.9 | 0.3747 | 0.8385 | 0.4628
Kadmat | 2025-07-07 12:00 | 7 | 188 | 12 | 17.8 | 460.4 | 27.71 | 28.42 | 7.09 | 21.34 | 20.76 | 1000 | 710.1 | 0.9 | 0.3572 | 0.8419 | 0.4483
Kadmat | 2025-07-07 13:00 | 7 | 188 | 13 | 15.72 | 501.1 | 27.88 | 28.44 | 7.09 | 21.36 | 20.13 | 1000 | 646.9 | 0.9 | 0.3874 | 0.8445 | 0.4347
Kadmat | 2025-07-07 14:00 | 7 | 188 | 14 | 16.96 | 459.2 | 28.02 | 28.46 | 7.09 | 21.37 | 24.3 | 1000 | 627.9 | 0.9 | 0.3559 | 0.8461 | 0.5249
Kadmat | 2025-07-07 15:00 | 7 | 188 | 15 | 16.95 | 441.2 | 27.93 | 28.46 | 7.09 | 21.38 | 23.61 | 1000 | 646.3 | 0.9 | 0.3424 | 0.8466 | 0.51
Kadmat | 2025-07-07 16:00 | 7 | 188 | 16 | 15.62 | 312.4 | 27.77 | 28.46 | 7.09 | 21.37 | 25.32 | 1000 | 670.6 | 0.9 | 0.2448 | 0.8458 | 0.5469
Kadmat | 2025-07-07 17:00 | 7 | 188 | 17 | 16.6 | 184.5 | 27.76 | 28.44 | 7.09 | 21.35 | 23.86 | 1000 | 723.7 | 0.9 | 0.1459 | 0.8439 | 0.5154
Kadmat | 2025-07-07 18:00 | 7 | 188 | 18 | 16.99 | 45.1 | 27.32 | 28.41 | 7.09 | 21.33 | 23.61 | 1000 | 769.9 | 0.9 | 0.0361 | 0.841 | 0.5099
Kadmat | 2025-07-07 19:00 | 7 | 188 | 19 | 16.21 | 0 | 27.14 | 28.38 | 7.09 | 21.3 | 21.3 | 1000 | 822.8 | 0.9 | 0 | 0.8373 | 0.4601
Kadmat | 2025-07-07 20:00 | 7 | 188 | 20 | 13 | 0 | 26.73 | 28.34 | 7.09 | 21.26 | 24.22 | 1000 | 843.4 | 0.9 | 0 | 0.8329 | 0.5231
Kadmat | 2025-07-07 21:00 | 7 | 188 | 21 | 14.11 | 0 | 26.27 | 28.3 | 7.09 | 21.22 | 25.35 | 1000 | 725.4 | 0.9 | 0 | 0.8283 | 0.5476
Kadmat | 2025-07-07 22:00 | 7 | 188 | 22 | 11.69 | 0 | 25.94 | 28.26 | 7.09 | 21.18 | 25.27 | 1000 | 663.2 | 0.8966 | 0 | 0.8237 | 0.5457
Kadmat | 2025-07-07 23:00 | 7 | 188 | 23 | 11.52 | 0 | 25.6 | 28.23 | 7.09 | 21.14 | 22.66 | 1000 | 527.9 | 0.8948 | 0 | 0.8194 | 0.4894
Kadmat | 2025-07-08 00:00 | 7 | 189 | 0 | 10.82 | 0 | 25.34 | 28.19 | 7.09 | 21.11 | 24.22 | 1000 | 461.6 | 0.8613 | 0 | 0.8157 | 0.5231
Kadmat | 2025-07-08 01:00 | 7 | 189 | 1 | 9.64 | 0 | 25.19 | 28.17 | 7.09 | 21.08 | 25.63 | 1000 | 428.1 | 0.7354 | 0 | 0.8128 | 0.5536
Kadmat | 2025-07-08 02:00 | 7 | 189 | 2 | 9.36 | 0 | 25.15 | 28.15 | 7.09 | 21.07 | 26.2 | 1000 | 415.5 | 0.6951 | 0 | 0.8109 | 0.566
Kadmat | 2025-07-08 03:00 | 7 | 189 | 3 | 7.9 | 0 | 25.28 | 28.15 | 7.09 | 21.06 | 33.25 | 1000 | 417.4 | 0.4646 | 0 | 0.8102 | 0.7183
Kadmat | 2025-07-08 04:00 | 7 | 189 | 4 | 5.36 | 0 | 25.12 | 28.15 | 7.09 | 21.06 | 32.32 | 1000 | 429.4 | 0.1468 | 0 | 0.8106 | 0.6981
Kadmat | 2025-07-08 05:00 | 7 | 189 | 5 | 4.18 | 0 | 25.49 | 28.16 | 7.09 | 21.08 | 32.17 | 1000 | 478.5 | 0.0617 | 0 | 0.8122 | 0.6948
Kadmat | 2025-07-08 06:00 | 7 | 189 | 6 | 6.13 | 0.7 | 25.79 | 28.19 | 7.09 | 21.1 | 32.33 | 1000 | 503.7 | 0.2217 | 0.0006 | 0.8148 | 0.6984
Kadmat | 2025-07-08 07:00 | 7 | 189 | 7 | 7.21 | 148.9 | 26.09 | 28.22 | 7.09 | 21.13 | 31.25 | 1000 | 572.6 | 0.3591 | 0.1187 | 0.8182 | 0.6749
Kadmat | 2025-07-08 08:00 | 7 | 189 | 8 | 11.28 | 310.1 | 26.61 | 28.25 | 7.09 | 21.17 | 29.71 | 1000 | 605.5 | 0.8857 | 0.2441 | 0.8222 | 0.6417
Kadmat | 2025-07-08 09:00 | 7 | 189 | 9 | 11.01 | 431.9 | 26.88 | 28.29 | 7.09 | 21.2 | 29.58 | 1000 | 642.3 | 0.8753 | 0.3368 | 0.8265 | 0.6389
Kadmat | 2025-07-08 10:00 | 7 | 189 | 10 | 11.28 | 539.2 | 27.34 | 28.33 | 7.09 | 21.24 | 28.19 | 1000 | 628.6 | 0.8858 | 0.4165 | 0.8308 | 0.6089
Kadmat | 2025-07-08 11:00 | 7 | 189 | 11 | 10.5 | 592.1 | 27.59 | 28.36 | 7.09 | 21.28 | 28.59 | 1000 | 670.4 | 0.8372 | 0.4553 | 0.8349 | 0.6176
Kadmat | 2025-07-08 12:00 | 7 | 189 | 12 | 10.04 | 794.8 | 28.06 | 28.39 | 7.09 | 21.31 | 30.05 | 1000 | 674.7 | 0.7869 | 0.6014 | 0.8383 | 0.6491
Kadmat | 2025-07-08 13:00 | 7 | 189 | 13 | 8.81 | 585.1 | 28.47 | 28.41 | 7.09 | 21.33 | 26.79 | 1000 | 652.6 | 0.6128 | 0.4487 | 0.8409 | 0.5788
Kadmat | 2025-07-08 14:00 | 7 | 189 | 14 | 9.29 | 642.9 | 28.43 | 28.43 | 7.09 | 21.34 | 26.88 | 1000 | 618.3 | 0.6851 | 0.4911 | 0.8425 | 0.5807
Kadmat | 2025-07-08 15:00 | 7 | 189 | 15 | 10.59 | 551.3 | 28.13 | 28.43 | 7.09 | 21.35 | 29.9 | 1000 | 620.1 | 0.8437 | 0.4243 | 0.8429 | 0.6459
Kadmat | 2025-07-08 16:00 | 7 | 189 | 16 | 10.62 | 402.3 | 27.72 | 28.43 | 7.09 | 21.34 | 28.31 | 1000 | 661.4 | 0.8459 | 0.3133 | 0.8422 | 0.6114
Kadmat | 2025-07-08 17:00 | 7 | 189 | 17 | 8.38 | 204.2 | 27.35 | 28.41 | 7.09 | 21.32 | 30 | 1000 | 710.7 | 0.5436 | 0.1615 | 0.8403 | 0.648
Kadmat | 2025-07-08 18:00 | 7 | 189 | 18 | 7.29 | 64.5 | 27.01 | 28.38 | 7.09 | 21.3 | 33.82 | 1000 | 819.8 | 0.3705 | 0.0515 | 0.8374 | 0.7304
Kadmat | 2025-07-08 19:00 | 7 | 189 | 19 | 6.39 | 0 | 26.79 | 28.35 | 7.09 | 21.27 | 35.75 | 1000 | 862.3 | 0.2516 | 0 | 0.8337 | 0.7721
Kadmat | 2025-07-08 20:00 | 7 | 189 | 20 | 6.93 | 0 | 26.38 | 28.32 | 7.09 | 21.23 | 31.54 | 1000 | 804.3 | 0.3209 | 0 | 0.8293 | 0.6812
Kadmat | 2025-07-08 21:00 | 7 | 189 | 21 | 8.6 | 0 | 26.08 | 28.28 | 7.09 | 21.19 | 32.34 | 1000 | 805.9 | 0.5787 | 0 | 0.8247 | 0.6984
Kadmat | 2025-07-08 22:00 | 7 | 189 | 22 | 9.54 | 0 | 25.79 | 28.23 | 7.09 | 21.15 | 30.4 | 1000 | 650.8 | 0.7222 | 0 | 0.8201 | 0.6566
Kadmat | 2025-07-08 23:00 | 7 | 189 | 23 | 10.19 | 0 | 25.35 | 28.2 | 7.09 | 21.11 | 28.25 | 1000 | 553.7 | 0.804 | 0 | 0.8158 | 0.6102
Kadmat | 2025-07-09 00:00 | 7 | 190 | 0 | 9.43 | 0 | 25.23 | 28.17 | 7.09 | 21.08 | 28.87 | 1000 | 469.2 | 0.7062 | 0 | 0.8121 | 0.6236
Kadmat | 2025-07-09 01:00 | 7 | 190 | 1 | 8.41 | 0 | 24.88 | 28.14 | 7.09 | 21.05 | 24.99 | 1000 | 399.4 | 0.5477 | 0 | 0.8092 | 0.5398
Kadmat | 2025-07-09 02:00 | 7 | 190 | 2 | 9.68 | 0 | 24.81 | 28.12 | 7.09 | 21.04 | 23.69 | 1000 | 407.2 | 0.7401 | 0 | 0.8074 | 0.5117
Kadmat | 2025-07-09 03:00 | 7 | 190 | 3 | 9.65 | 0 | 24.94 | 28.12 | 7.09 | 21.03 | 20.08 | 1000 | 398.3 | 0.7368 | 0 | 0.8066 | 0.4337
Kadmat | 2025-07-09 04:00 | 7 | 190 | 4 | 8.46 | 0 | 25.03 | 28.12 | 7.09 | 21.03 | 20.68 | 1000 | 415.1 | 0.5575 | 0 | 0.8071 | 0.4467
Kadmat | 2025-07-09 05:00 | 7 | 190 | 5 | 8.79 | 0 | 25.31 | 28.14 | 7.09 | 21.05 | 20.8 | 1000 | 468.7 | 0.6091 | 0 | 0.8086 | 0.4493
Kadmat | 2025-07-09 06:00 | 7 | 190 | 6 | 8.07 | 0.6 | 25.8 | 28.16 | 7.09 | 21.07 | 22.88 | 1000 | 521.1 | 0.4916 | 0.0005 | 0.8112 | 0.4943
Kadmat | 2025-07-09 07:00 | 7 | 190 | 7 | 7.23 | 121.8 | 26.17 | 28.19 | 7.09 | 21.1 | 25.52 | 1000 | 572.3 | 0.3618 | 0.0972 | 0.8146 | 0.5512
Kadmat | 2025-07-09 08:00 | 7 | 190 | 8 | 6.67 | 217 | 26.66 | 28.22 | 7.09 | 21.13 | 28.21 | 1000 | 604.4 | 0.2866 | 0.1719 | 0.8186 | 0.6094
Kadmat | 2025-07-09 09:00 | 7 | 190 | 9 | 8.59 | 343.5 | 26.95 | 28.26 | 7.09 | 21.17 | 27.95 | 1000 | 624.7 | 0.5783 | 0.2694 | 0.8229 | 0.6038
Kadmat | 2025-07-09 10:00 | 7 | 190 | 10 | 7.45 | 406.3 | 27.41 | 28.3 | 7.09 | 21.21 | 30.18 | 1000 | 656.1 | 0.3935 | 0.3167 | 0.8272 | 0.652
Kadmat | 2025-07-09 11:00 | 7 | 190 | 11 | 5.62 | 441.1 | 27.6 | 28.33 | 7.09 | 21.24 | 29.1 | 1000 | 666.2 | 0.1705 | 0.3428 | 0.8313 | 0.6287
Kadmat | 2025-07-09 12:00 | 7 | 190 | 12 | 5.67 | 469.8 | 27.67 | 28.36 | 7.09 | 21.27 | 26.78 | 1000 | 681.7 | 0.1745 | 0.3643 | 0.8347 | 0.5784
Kadmat | 2025-07-09 13:00 | 7 | 190 | 13 | 9.1 | 480.3 | 27.9 | 28.39 | 7.09 | 21.3 | 26.36 | 1000 | 631.8 | 0.6577 | 0.3718 | 0.8373 | 0.5694
Kadmat | 2025-07-09 14:00 | 7 | 190 | 14 | 9.52 | 382.7 | 27.83 | 28.4 | 7.09 | 21.31 | 23.95 | 1000 | 665.7 | 0.7188 | 0.2984 | 0.8389 | 0.5174
Kadmat | 2025-07-09 15:00 | 7 | 190 | 15 | 9.52 | 371.3 | 27.65 | 28.4 | 7.09 | 21.31 | 24.46 | 1000 | 611.3 | 0.7191 | 0.2899 | 0.8393 | 0.5284
Kadmat | 2025-07-09 16:00 | 7 | 190 | 16 | 8.62 | 273.5 | 27.54 | 28.4 | 7.09 | 21.31 | 23.37 | 1000 | 667.4 | 0.5824 | 0.2151 | 0.8386 | 0.5049
Kadmat | 2025-07-09 17:00 | 7 | 190 | 17 | 10.51 | 158.3 | 27.06 | 28.38 | 7.09 | 21.29 | 20.52 | 1000 | 707.9 | 0.8374 | 0.1257 | 0.8367 | 0.4432
Kadmat | 2025-07-09 18:00 | 7 | 190 | 18 | 8.98 | 44.8 | 26.73 | 28.36 | 7.09 | 21.27 | 20.35 | 1000 | 779.1 | 0.6398 | 0.0359 | 0.8338 | 0.4396
Kadmat | 2025-07-09 19:00 | 7 | 190 | 19 | 7.38 | 0 | 26.35 | 28.32 | 7.09 | 21.23 | 18.51 | 1000 | 878.9 | 0.3839 | 0 | 0.8301 | 0.3998
Kadmat | 2025-07-09 20:00 | 7 | 190 | 20 | 8 | 0 | 25.72 | 28.29 | 7.09 | 21.2 | 20.57 | 1000 | 765.7 | 0.48 | 0 | 0.8257 | 0.4444
Kadmat | 2025-07-09 21:00 | 7 | 190 | 21 | 8.86 | 0 | 25.33 | 28.25 | 7.09 | 21.16 | 18.08 | 1000 | 754.1 | 0.6203 | 0 | 0.8211 | 0.3905
Kadmat | 2025-07-09 22:00 | 7 | 190 | 22 | 10.71 | 0 | 25.07 | 28.21 | 7.09 | 21.12 | 20.5 | 1000 | 643.4 | 0.8527 | 0 | 0.8165 | 0.4427
Kadmat | 2025-07-09 23:00 | 7 | 190 | 23 | 12.35 | 0 | 24.54 | 28.17 | 7.09 | 21.08 | 20.43 | 1000 | 543.3 | 0.9 | 0 | 0.8122 | 0.4414
Kadmat | 2025-07-10 00:00 | 7 | 191 | 0 | 10.43 | 0 | 24.28 | 28.14 | 7.09 | 21.05 | 18.72 | 1000 | 464.5 | 0.829 | 0 | 0.8085 | 0.4043
Kadmat | 2025-07-10 01:00 | 7 | 191 | 1 | 10.08 | 0 | 24.04 | 28.11 | 7.09 | 21.02 | 19.88 | 1000 | 436.2 | 0.7921 | 0 | 0.8057 | 0.4293
Kadmat | 2025-07-10 02:00 | 7 | 191 | 2 | 12.22 | 0 | 24 | 28.09 | 7.09 | 21 | 18.85 | 1000 | 419.9 | 0.9 | 0 | 0.8038 | 0.4073
Kadmat | 2025-07-10 03:00 | 7 | 191 | 3 | 13.89 | 0 | 24.1 | 28.09 | 7.09 | 21 | 19.63 | 1000 | 422.7 | 0.9 | 0 | 0.8031 | 0.424
Kadmat | 2025-07-10 04:00 | 7 | 191 | 4 | 14.21 | 0 | 24.41 | 28.09 | 7.09 | 21 | 20.12 | 1000 | 429.2 | 0.9 | 0 | 0.8035 | 0.4346
Kadmat | 2025-07-10 05:00 | 7 | 191 | 5 | 13.86 | 0 | 24.65 | 28.11 | 7.09 | 21.02 | 19.18 | 1000 | 454.8 | 0.9 | 0 | 0.8051 | 0.4143
Kadmat | 2025-07-10 06:00 | 7 | 191 | 6 | 15.97 | 0.6 | 25.19 | 28.13 | 7.09 | 21.04 | 18.76 | 1000 | 529.4 | 0.9 | 0.0005 | 0.8076 | 0.4051
Kadmat | 2025-07-10 07:00 | 7 | 191 | 7 | 15.72 | 166.3 | 25.95 | 28.16 | 7.09 | 21.07 | 19.02 | 1000 | 579.4 | 0.9 | 0.1325 | 0.811 | 0.4109
Kadmat | 2025-07-10 08:00 | 7 | 191 | 8 | 14.01 | 344.8 | 26.4 | 28.19 | 7.09 | 21.1 | 22.12 | 1000 | 623.2 | 0.9 | 0.2709 | 0.815 | 0.4778
Kadmat | 2025-07-10 09:00 | 7 | 191 | 9 | 14.75 | 441.8 | 26.72 | 28.23 | 7.09 | 21.14 | 22.22 | 1000 | 602.7 | 0.9 | 0.3444 | 0.8193 | 0.4799
Kadmat | 2025-07-10 10:00 | 7 | 191 | 10 | 16.05 | 528 | 27.22 | 28.27 | 7.09 | 21.18 | 23.76 | 1000 | 683.1 | 0.9 | 0.4084 | 0.8237 | 0.5132
Kadmat | 2025-07-10 11:00 | 7 | 191 | 11 | 16.77 | 725.7 | 27.52 | 28.3 | 7.09 | 21.21 | 20.28 | 1000 | 678.5 | 0.9 | 0.5529 | 0.8277 | 0.438
Kadmat | 2025-07-10 12:00 | 7 | 191 | 12 | 18.6 | 739.5 | 27.82 | 28.33 | 7.09 | 21.24 | 22.88 | 1000 | 657 | 0.9 | 0.5623 | 0.8311 | 0.4943
Kadmat | 2025-07-10 13:00 | 7 | 191 | 13 | 19.04 | 732.7 | 28 | 28.36 | 7.09 | 21.27 | 22.34 | 1000 | 670.4 | 0.9 | 0.557 | 0.8337 | 0.4826
Kadmat | 2025-07-10 14:00 | 7 | 191 | 14 | 18.76 | 735.6 | 28.07 | 28.37 | 7.09 | 21.28 | 21.82 | 1000 | 639.7 | 0.9 | 0.5589 | 0.8353 | 0.4713
Kadmat | 2025-07-10 15:00 | 7 | 191 | 15 | 19.65 | 499.6 | 27.87 | 28.37 | 7.09 | 21.28 | 24.79 | 1000 | 649.7 | 0.9 | 0.3863 | 0.8357 | 0.5354
Kadmat | 2025-07-10 16:00 | 7 | 191 | 16 | 18.64 | 364.8 | 27.78 | 28.37 | 7.09 | 21.28 | 26.49 | 1000 | 671.7 | 0.9 | 0.2849 | 0.835 | 0.5721
Kadmat | 2025-07-10 17:00 | 7 | 191 | 17 | 19.09 | 223.2 | 27.73 | 28.35 | 7.09 | 21.26 | 24.62 | 1000 | 739.7 | 0.9 | 0.176 | 0.8331 | 0.5318
Kadmat | 2025-07-10 18:00 | 7 | 191 | 18 | 19.21 | 68.4 | 27.49 | 28.33 | 7.09 | 21.24 | 26.49 | 1000 | 765.6 | 0.9 | 0.0546 | 0.8302 | 0.5722
Kadmat | 2025-07-10 19:00 | 7 | 191 | 19 | 18.92 | 0 | 27.01 | 28.29 | 7.09 | 21.2 | 27.37 | 1000 | 841.9 | 0.9 | 0 | 0.8265 | 0.5912
Kadmat | 2025-07-10 20:00 | 7 | 191 | 20 | 18.69 | 0 | 26.42 | 28.26 | 7.09 | 21.17 | 26.76 | 1000 | 814.6 | 0.9 | 0 | 0.8222 | 0.578
Kadmat | 2025-07-10 21:00 | 7 | 191 | 21 | 16.78 | 0 | 25.87 | 28.22 | 7.09 | 21.13 | 25.58 | 1000 | 742.7 | 0.9 | 0 | 0.8176 | 0.5525
Kadmat | 2025-07-10 22:00 | 7 | 191 | 22 | 16.12 | 0 | 25.28 | 28.18 | 7.09 | 21.09 | 24.16 | 1000 | 668.7 | 0.9 | 0 | 0.813 | 0.522
Kadmat | 2025-07-10 23:00 | 7 | 191 | 23 | 14.22 | 0 | 25.16 | 28.14 | 7.09 | 21.05 | 23.42 | 1000 | 571.1 | 0.9 | 0 | 0.8087 | 0.506
Kadmat | 2025-07-11 00:00 | 7 | 192 | 0 | 12.09 | 0 | 24.96 | 28.11 | 7.09 | 21.02 | 23.62 | 1000 | 464.3 | 0.9 | 0 | 0.805 | 0.5101
Kadmat | 2025-07-11 01:00 | 7 | 192 | 1 | 10.18 | 0 | 24.72 | 28.08 | 7.09 | 20.99 | 24.25 | 1000 | 434.9 | 0.8024 | 0 | 0.8021 | 0.5239
Kadmat | 2025-07-11 02:00 | 7 | 192 | 2 | 8.28 | 0 | 24.61 | 28.06 | 7.09 | 20.97 | 24.7 | 1000 | 407.3 | 0.5277 | 0 | 0.8003 | 0.5335
Kadmat | 2025-07-11 03:00 | 7 | 192 | 3 | 10.69 | 0 | 24.68 | 28.06 | 7.09 | 20.97 | 22.81 | 1000 | 412.1 | 0.8512 | 0 | 0.7995 | 0.4927
Kadmat | 2025-07-11 04:00 | 7 | 192 | 4 | 10.72 | 0 | 25.02 | 28.06 | 7.09 | 20.97 | 20.27 | 1000 | 410.1 | 0.8533 | 0 | 0.8 | 0.4378
Kadmat | 2025-07-11 05:00 | 7 | 192 | 5 | 10.31 | 0 | 25.39 | 28.08 | 7.09 | 20.98 | 17.41 | 1000 | 460.7 | 0.816 | 0 | 0.8015 | 0.3761
Kadmat | 2025-07-11 06:00 | 7 | 192 | 6 | 11.34 | 0.6 | 25.71 | 28.1 | 7.09 | 21.01 | 17.72 | 1000 | 512.3 | 0.8884 | 0.0005 | 0.8041 | 0.3828
Kadmat | 2025-07-11 07:00 | 7 | 192 | 7 | 10.88 | 163.4 | 26.32 | 28.13 | 7.09 | 21.04 | 18.99 | 1000 | 567.5 | 0.8658 | 0.1301 | 0.8075 | 0.4102
Kadmat | 2025-07-11 08:00 | 7 | 192 | 8 | 10.11 | 378.6 | 26.73 | 28.16 | 7.09 | 21.07 | 17.04 | 1000 | 603.1 | 0.7949 | 0.2965 | 0.8115 | 0.3681
Kadmat | 2025-07-11 09:00 | 7 | 192 | 9 | 10.67 | 534.1 | 27.16 | 28.2 | 7.09 | 21.11 | 18.05 | 1000 | 619.4 | 0.8501 | 0.4131 | 0.8158 | 0.3898
Kadmat | 2025-07-11 10:00 | 7 | 192 | 10 | 10.7 | 539.8 | 27.86 | 28.24 | 7.09 | 21.15 | 18.17 | 1000 | 637 | 0.8519 | 0.4162 | 0.8201 | 0.3925
Kadmat | 2025-07-11 11:00 | 7 | 192 | 11 | 10.13 | 793.1 | 28.1 | 28.27 | 7.09 | 21.18 | 19.63 | 1000 | 664.7 | 0.7971 | 0.6001 | 0.8241 | 0.4239
Kadmat | 2025-07-11 12:00 | 7 | 192 | 12 | 11.72 | 692.3 | 28.12 | 28.3 | 7.09 | 21.21 | 17.9 | 1000 | 648.4 | 0.8969 | 0.5276 | 0.8275 | 0.3866
Kadmat | 2025-07-11 13:00 | 7 | 192 | 13 | 12.77 | 744.5 | 28.3 | 28.33 | 7.09 | 21.23 | 17.35 | 1000 | 664 | 0.9 | 0.5649 | 0.8301 | 0.3748
Kadmat | 2025-07-11 14:00 | 7 | 192 | 14 | 12.04 | 651.4 | 28.54 | 28.34 | 7.09 | 21.25 | 18.51 | 1000 | 642.4 | 0.9 | 0.497 | 0.8317 | 0.3999
Kadmat | 2025-07-11 15:00 | 7 | 192 | 15 | 10.14 | 568.5 | 28.57 | 28.34 | 7.09 | 21.25 | 17.33 | 1000 | 653.5 | 0.7981 | 0.4363 | 0.8321 | 0.3744
Kadmat | 2025-07-11 16:00 | 7 | 192 | 16 | 6.91 | 435.5 | 28.54 | 28.34 | 7.09 | 21.25 | 17.23 | 1000 | 699.3 | 0.3179 | 0.3374 | 0.8314 | 0.3722
Kadmat | 2025-07-11 17:00 | 7 | 192 | 17 | 8.16 | 235.4 | 28.04 | 28.32 | 7.09 | 21.23 | 19.11 | 1000 | 751.3 | 0.5067 | 0.1853 | 0.8295 | 0.4127
Kadmat | 2025-07-11 18:00 | 7 | 192 | 18 | 7.87 | 66.1 | 27.77 | 28.3 | 7.09 | 21.2 | 17.74 | 1000 | 807.3 | 0.4606 | 0.0527 | 0.8266 | 0.3832
Kadmat | 2025-07-11 19:00 | 7 | 192 | 19 | 8.18 | 0 | 27.24 | 28.26 | 7.09 | 21.17 | 19.02 | 1000 | 832.1 | 0.5107 | 0 | 0.8229 | 0.4108
Kadmat | 2025-07-11 20:00 | 7 | 192 | 20 | 8.7 | 0 | 26.71 | 28.23 | 7.09 | 21.13 | 17.12 | 1000 | 795.8 | 0.5955 | 0 | 0.8186 | 0.3697
Kadmat | 2025-07-11 21:00 | 7 | 192 | 21 | 9.02 | 0 | 26.24 | 28.19 | 7.09 | 21.09 | 17.38 | 1000 | 749 | 0.6452 | 0 | 0.814 | 0.3753
Kadmat | 2025-07-11 22:00 | 7 | 192 | 22 | 9.06 | 0 | 26.01 | 28.15 | 7.09 | 21.05 | 16.34 | 1000 | 648.9 | 0.6516 | 0 | 0.8094 | 0.3529
Kadmat | 2025-07-11 23:00 | 7 | 192 | 23 | 8.53 | 0 | 25.65 | 28.11 | 7.09 | 21.02 | 16.09 | 1000 | 536.8 | 0.5685 | 0 | 0.8051 | 0.3476
Kadmat | 2025-07-12 00:00 | 7 | 193 | 0 | 9.38 | 0 | 25.51 | 28.08 | 7.09 | 20.98 | 16.17 | 1000 | 471.4 | 0.6992 | 0 | 0.8014 | 0.3492
Kadmat | 2025-07-12 01:00 | 7 | 193 | 1 | 8.61 | 0 | 25.24 | 28.05 | 7.09 | 20.96 | 15.97 | 1000 | 442.7 | 0.5809 | 0 | 0.7986 | 0.345
Kadmat | 2025-07-12 02:00 | 7 | 193 | 2 | 7.63 | 0 | 25.13 | 28.04 | 7.09 | 20.94 | 17.09 | 1000 | 409.4 | 0.4218 | 0 | 0.7967 | 0.3692
Kadmat | 2025-07-12 03:00 | 7 | 193 | 3 | 8.29 | 0 | 24.98 | 28.03 | 7.09 | 20.94 | 15.65 | 1000 | 417.5 | 0.5288 | 0 | 0.796 | 0.3381
Kadmat | 2025-07-12 04:00 | 7 | 193 | 4 | 6.87 | 0 | 25.1 | 28.03 | 7.09 | 20.94 | 16.6 | 1000 | 420.1 | 0.3121 | 0 | 0.7964 | 0.3586
Kadmat | 2025-07-12 05:00 | 7 | 193 | 5 | 7.63 | 0 | 25.27 | 28.05 | 7.09 | 20.95 | 19.48 | 1000 | 469.1 | 0.4218 | 0 | 0.798 | 0.4207
Kadmat | 2025-07-12 06:00 | 7 | 193 | 6 | 5.75 | 0.4 | 25.58 | 28.07 | 7.09 | 20.98 | 20.67 | 1000 | 521.1 | 0.1827 | 0.0003 | 0.8005 | 0.4465
Kadmat | 2025-07-12 07:00 | 7 | 193 | 7 | 6.82 | 149.7 | 25.96 | 28.1 | 7.09 | 21.01 | 21.45 | 1000 | 576 | 0.3055 | 0.1194 | 0.8039 | 0.4633
Kadmat | 2025-07-12 08:00 | 7 | 193 | 8 | 6.59 | 337.5 | 26.1 | 28.13 | 7.09 | 21.04 | 20.5 | 1000 | 627.4 | 0.2765 | 0.2656 | 0.8079 | 0.4427
Kadmat | 2025-07-12 09:00 | 7 | 193 | 9 | 5.74 | 445.3 | 26.59 | 28.17 | 7.09 | 21.08 | 22.78 | 1000 | 674.2 | 0.1822 | 0.3472 | 0.8122 | 0.492
Kadmat | 2025-07-12 10:00 | 7 | 193 | 10 | 5.82 | 535.7 | 26.95 | 28.21 | 7.09 | 21.12 | 20.65 | 1000 | 657.6 | 0.1897 | 0.4145 | 0.8165 | 0.4461
Kadmat | 2025-07-12 11:00 | 7 | 193 | 11 | 6.85 | 586.4 | 27.38 | 28.24 | 7.09 | 21.15 | 22.03 | 1000 | 643.6 | 0.3098 | 0.4515 | 0.8205 | 0.4757
Kadmat | 2025-07-12 12:00 | 7 | 193 | 12 | 4.88 | 605.7 | 27.8 | 28.27 | 7.09 | 21.18 | 23.84 | 1000 | 656.4 | 0.1083 | 0.465 | 0.8239 | 0.515
Kadmat | 2025-07-12 13:00 | 7 | 193 | 13 | 4.52 | 643.9 | 28.04 | 28.3 | 7.09 | 21.2 | 24.6 | 1000 | 651.7 | 0.0821 | 0.4925 | 0.8265 | 0.5313
Kadmat | 2025-07-12 14:00 | 7 | 193 | 14 | 6.03 | 602.6 | 28.17 | 28.31 | 7.09 | 21.22 | 21.84 | 1000 | 667.7 | 0.2103 | 0.462 | 0.8281 | 0.4717
Kadmat | 2025-07-12 15:00 | 7 | 193 | 15 | 7 | 536 | 27.84 | 28.31 | 7.09 | 21.22 | 21.54 | 1000 | 636.5 | 0.3299 | 0.4134 | 0.8285 | 0.4652
Kadmat | 2025-07-12 16:00 | 7 | 193 | 16 | 6.97 | 364.3 | 28.04 | 28.31 | 7.09 | 21.21 | 22.6 | 1000 | 663.3 | 0.325 | 0.2842 | 0.8278 | 0.4881
Kadmat | 2025-07-12 17:00 | 7 | 193 | 17 | 5.06 | 227.1 | 27.81 | 28.29 | 7.09 | 21.2 | 19.81 | 1000 | 777.9 | 0.1223 | 0.179 | 0.8259 | 0.4279
Kadmat | 2025-07-12 18:00 | 7 | 193 | 18 | 6.37 | 52.1 | 27.29 | 28.27 | 7.09 | 21.17 | 22.57 | 1000 | 836.4 | 0.2491 | 0.0416 | 0.823 | 0.4875
Kadmat | 2025-07-12 19:00 | 7 | 193 | 19 | 6.08 | 0 | 26.75 | 28.23 | 7.09 | 21.14 | 25.26 | 1000 | 798.2 | 0.2167 | 0 | 0.8193 | 0.5457
Kadmat | 2025-07-12 20:00 | 7 | 193 | 20 | 6.42 | 0 | 26.71 | 28.2 | 7.09 | 21.1 | 25.64 | 1000 | 825.4 | 0.2559 | 0 | 0.815 | 0.5538
Kadmat | 2025-07-12 21:00 | 7 | 193 | 21 | 7.46 | 0 | 26.22 | 28.16 | 7.09 | 21.06 | 24.47 | 1000 | 757.4 | 0.395 | 0 | 0.8104 | 0.5285
Kadmat | 2025-07-12 22:00 | 7 | 193 | 22 | 8.1 | 0 | 25.97 | 28.12 | 7.09 | 21.02 | 25.81 | 1000 | 687.6 | 0.4971 | 0 | 0.8058 | 0.5574
Kadmat | 2025-07-12 23:00 | 7 | 193 | 23 | 8.73 | 0 | 25.6 | 28.08 | 7.09 | 20.99 | 27.35 | 1000 | 545.5 | 0.5995 | 0 | 0.8016 | 0.5908
Kadmat | 2025-07-13 00:00 | 7 | 194 | 0 | 9.2 | 0 | 25.32 | 28.05 | 7.09 | 20.95 | 23.85 | 1000 | 460.8 | 0.6723 | 0 | 0.7979 | 0.5151
Kadmat | 2025-07-13 01:00 | 7 | 194 | 1 | 9.06 | 0 | 25.27 | 28.02 | 7.09 | 20.93 | 26.18 | 1000 | 417 | 0.6512 | 0 | 0.795 | 0.5655
Kadmat | 2025-07-13 02:00 | 7 | 194 | 2 | 9.07 | 0 | 25.09 | 28.01 | 7.09 | 20.91 | 22.82 | 1000 | 413.2 | 0.6532 | 0 | 0.7932 | 0.493
Kadmat | 2025-07-13 03:00 | 7 | 194 | 3 | 7.07 | 0 | 25.15 | 28 | 7.09 | 20.91 | 23.16 | 1000 | 434.1 | 0.3399 | 0 | 0.7924 | 0.5002
Kadmat | 2025-07-13 04:00 | 7 | 194 | 4 | 6.49 | 0 | 25.17 | 28 | 7.09 | 20.91 | 23.17 | 1000 | 437.8 | 0.264 | 0 | 0.7929 | 0.5004
Kadmat | 2025-07-13 05:00 | 7 | 194 | 5 | 7.51 | 0 | 25.4 | 28.02 | 7.09 | 20.92 | 25.1 | 1000 | 462.5 | 0.4022 | 0 | 0.7944 | 0.5422
Kadmat | 2025-07-13 06:00 | 7 | 194 | 6 | 6.07 | 0.4 | 25.83 | 28.04 | 7.09 | 20.95 | 20.74 | 1000 | 530.6 | 0.2154 | 0.0003 | 0.797 | 0.448
Kadmat | 2025-07-13 07:00 | 7 | 194 | 7 | 6.2 | 168.2 | 26.13 | 28.07 | 7.09 | 20.97 | 19.34 | 1000 | 588.8 | 0.2297 | 0.1339 | 0.8004 | 0.4178
Kadmat | 2025-07-13 08:00 | 7 | 194 | 8 | 6.01 | 365 | 26.35 | 28.1 | 7.09 | 21.01 | 18.51 | 1000 | 601.7 | 0.2076 | 0.2865 | 0.8044 | 0.3998
Kadmat | 2025-07-13 09:00 | 7 | 194 | 9 | 6.7 | 593.1 | 26.71 | 28.14 | 7.09 | 21.05 | 14.59 | 1000 | 638.1 | 0.2907 | 0.4576 | 0.8086 | 0.3152
Kadmat | 2025-07-13 10:00 | 7 | 194 | 10 | 7.93 | 774.6 | 27.12 | 28.18 | 7.09 | 21.08 | 13.72 | 1000 | 647.5 | 0.4691 | 0.589 | 0.8129 | 0.2963
Kadmat | 2025-07-13 11:00 | 7 | 194 | 11 | 6.74 | 690.3 | 27.45 | 28.21 | 7.1 | 21.12 | 16.03 | 1000 | 677.6 | 0.2954 | 0.5274 | 0.8169 | 0.3463
Kadmat | 2025-07-13 12:00 | 7 | 194 | 12 | 5.8 | 814.8 | 27.65 | 28.24 | 7.1 | 21.15 | 15.53 | 1000 | 659.4 | 0.1876 | 0.6165 | 0.8203 | 0.3354
Kadmat | 2025-07-13 13:00 | 7 | 194 | 13 | 8.21 | 691.2 | 27.66 | 28.27 | 7.1 | 21.17 | 15.35 | 1000 | 654 | 0.5154 | 0.5276 | 0.8229 | 0.3316
Kadmat | 2025-07-13 14:00 | 7 | 194 | 14 | 8.66 | 672 | 27.6 | 28.28 | 7.1 | 21.19 | 14.88 | 1000 | 698.9 | 0.5884 | 0.5138 | 0.8245 | 0.3215
Kadmat | 2025-07-13 15:00 | 7 | 194 | 15 | 8.96 | 577.5 | 27.66 | 28.28 | 7.1 | 21.19 | 13.92 | 1000 | 659.3 | 0.6368 | 0.4445 | 0.825 | 0.3007
Kadmat | 2025-07-13 16:00 | 7 | 194 | 16 | 9.35 | 409 | 27.75 | 28.28 | 7.1 | 21.18 | 13.62 | 1000 | 654.6 | 0.6939 | 0.3184 | 0.8242 | 0.2942
Kadmat | 2025-07-13 17:00 | 7 | 194 | 17 | 8.24 | 258.6 | 27.49 | 28.26 | 7.1 | 21.17 | 15.56 | 1000 | 769.4 | 0.5211 | 0.2036 | 0.8223 | 0.3361
Kadmat | 2025-07-13 18:00 | 7 | 194 | 18 | 8.15 | 68.1 | 27.02 | 28.24 | 7.1 | 21.14 | 15.44 | 1000 | 831.1 | 0.5059 | 0.0544 | 0.8195 | 0.3336
Kadmat | 2025-07-13 19:00 | 7 | 194 | 19 | 9.78 | 0 | 26.69 | 28.2 | 7.1 | 21.11 | 15.27 | 1000 | 864.3 | 0.7543 | 0 | 0.8157 | 0.3299
Kadmat | 2025-07-13 20:00 | 7 | 194 | 20 | 10.36 | 0 | 26.44 | 28.17 | 7.1 | 21.07 | 18.18 | 1000 | 822.6 | 0.8218 | 0 | 0.8114 | 0.3927
Kadmat | 2025-07-13 21:00 | 7 | 194 | 21 | 10.86 | 0 | 25.95 | 28.13 | 7.1 | 21.03 | 16.43 | 1000 | 764.9 | 0.8642 | 0 | 0.8069 | 0.3549
Kadmat | 2025-07-13 22:00 | 7 | 194 | 22 | 10.5 | 0 | 25.56 | 28.09 | 7.1 | 20.99 | 16.14 | 1000 | 651.9 | 0.8366 | 0 | 0.8023 | 0.3486
Kadmat | 2025-07-13 23:00 | 7 | 194 | 23 | 7.67 | 0 | 25.39 | 28.05 | 7.1 | 20.95 | 15.77 | 1000 | 564.9 | 0.4276 | 0 | 0.798 | 0.3405
Kadmat | 2025-07-14 00:00 | 7 | 195 | 0 | 9.81 | 0 | 24.95 | 28.02 | 7.1 | 20.92 | 15.62 | 1000 | 495.3 | 0.7574 | 0 | 0.7943 | 0.3374
Kadmat | 2025-07-14 01:00 | 7 | 195 | 1 | 11.59 | 0 | 24.87 | 27.99 | 7.1 | 20.9 | 15.67 | 1000 | 422.4 | 0.8956 | 0 | 0.7915 | 0.3384
Kadmat | 2025-07-14 02:00 | 7 | 195 | 2 | 12.68 | 0 | 24.97 | 27.98 | 7.1 | 20.88 | 16.01 | 1000 | 417.3 | 0.9 | 0 | 0.7896 | 0.3458
Kadmat | 2025-07-14 03:00 | 7 | 195 | 3 | 11.69 | 0 | 25.22 | 27.97 | 7.1 | 20.87 | 17.63 | 1000 | 418.3 | 0.8966 | 0 | 0.7889 | 0.3808
Kadmat | 2025-07-14 04:00 | 7 | 195 | 4 | 10.65 | 0 | 25.47 | 27.97 | 7.1 | 20.88 | 17.3 | 1000 | 407.6 | 0.848 | 0 | 0.7893 | 0.3738
Kadmat | 2025-07-14 05:00 | 7 | 195 | 5 | 10.69 | 0 | 25.6 | 27.99 | 7.1 | 20.89 | 17.06 | 1000 | 455.6 | 0.8511 | 0 | 0.7909 | 0.3684
Kadmat | 2025-07-14 06:00 | 7 | 195 | 6 | 10.96 | 0.2 | 25.96 | 28.01 | 7.1 | 20.91 | 16.89 | 1000 | 503 | 0.8715 | 0.0001 | 0.7934 | 0.3649
Kadmat | 2025-07-14 07:00 | 7 | 195 | 7 | 13.03 | 110.9 | 26.7 | 28.04 | 7.1 | 20.94 | 16.01 | 1000 | 578.5 | 0.9 | 0.0885 | 0.7968 | 0.3457
Kadmat | 2025-07-14 08:00 | 7 | 195 | 8 | 10.68 | 208.6 | 27.17 | 28.08 | 7.1 | 20.98 | 14.55 | 1000 | 618.6 | 0.8507 | 0.165 | 0.8008 | 0.3144
Kadmat | 2025-07-14 09:00 | 7 | 195 | 9 | 11.07 | 366.9 | 27.73 | 28.11 | 7.1 | 21.02 | 15.58 | 1000 | 608.2 | 0.8775 | 0.2865 | 0.8051 | 0.3365
Kadmat | 2025-07-14 10:00 | 7 | 195 | 10 | 10.01 | 430.7 | 27.83 | 28.15 | 7.1 | 21.05 | 16.1 | 1000 | 662.6 | 0.7841 | 0.3347 | 0.8094 | 0.3478
Kadmat | 2025-07-14 11:00 | 7 | 195 | 11 | 12.62 | 548.2 | 28.27 | 28.19 | 7.1 | 21.09 | 15.55 | 1000 | 689.3 | 0.9 | 0.4218 | 0.8134 | 0.3358
Kadmat | 2025-07-14 12:00 | 7 | 195 | 12 | 13.05 | 494.7 | 28.41 | 28.22 | 7.1 | 21.12 | 15.03 | 1000 | 671.9 | 0.9 | 0.3819 | 0.8168 | 0.3247
Kadmat | 2025-07-14 13:00 | 7 | 195 | 13 | 10.84 | 533.8 | 28.5 | 28.24 | 7.1 | 21.14 | 13.47 | 1000 | 694.4 | 0.8627 | 0.4108 | 0.8194 | 0.2909
Kadmat | 2025-07-14 14:00 | 7 | 195 | 14 | 9.79 | 507.3 | 28.62 | 28.25 | 7.1 | 21.15 | 12.45 | 1000 | 651.5 | 0.7547 | 0.3909 | 0.8209 | 0.269
Kadmat | 2025-07-14 15:00 | 7 | 195 | 15 | 10.14 | 360 | 28.62 | 28.26 | 7.1 | 21.16 | 14.18 | 1000 | 634 | 0.7982 | 0.2803 | 0.8214 | 0.3062
Kadmat | 2025-07-14 16:00 | 7 | 195 | 16 | 11.27 | 310.9 | 28.2 | 28.25 | 7.1 | 21.15 | 14.08 | 1000 | 680.2 | 0.8855 | 0.2433 | 0.8206 | 0.3041
Kadmat | 2025-07-14 17:00 | 7 | 195 | 17 | 12.68 | 162.9 | 27.86 | 28.23 | 7.1 | 21.14 | 13.85 | 1000 | 678.5 | 0.9 | 0.129 | 0.8188 | 0.2992
Kadmat | 2025-07-14 18:00 | 7 | 195 | 18 | 12.86 | 52.4 | 27.51 | 28.21 | 7.1 | 21.11 | 13.08 | 1000 | 807 | 0.9 | 0.0418 | 0.8159 | 0.2825
Kadmat | 2025-07-14 19:00 | 7 | 195 | 19 | 13.87 | 0 | 27.06 | 28.18 | 7.1 | 21.08 | 13.74 | 1000 | 826.5 | 0.9 | 0 | 0.8122 | 0.2968
Kadmat | 2025-07-14 20:00 | 7 | 195 | 20 | 11.27 | 0 | 26.61 | 28.14 | 7.1 | 21.04 | 14.24 | 1000 | 826.2 | 0.8856 | 0 | 0.8079 | 0.3076
Kadmat | 2025-07-14 21:00 | 7 | 195 | 21 | 9.1 | 0 | 26.09 | 28.1 | 7.1 | 21 | 14 | 1000 | 786.4 | 0.6574 | 0 | 0.8033 | 0.3023
Kadmat | 2025-07-14 22:00 | 7 | 195 | 22 | 9.7 | 0 | 25.55 | 28.06 | 7.1 | 20.96 | 14.08 | 1000 | 647.2 | 0.7429 | 0 | 0.7987 | 0.3041
Kadmat | 2025-07-14 23:00 | 7 | 195 | 23 | 9 | 0 | 25.59 | 28.02 | 7.1 | 20.92 | 14.25 | 1000 | 542.3 | 0.642 | 0 | 0.7945 | 0.3079
Kadmat | 2025-07-15 00:00 | 7 | 196 | 0 | 8.91 | 0 | 25.36 | 27.99 | 7.1 | 20.89 | 13.71 | 1000 | 449 | 0.6289 | 0 | 0.7908 | 0.2961
Kadmat | 2025-07-15 01:00 | 7 | 196 | 1 | 7.49 | 0 | 25.23 | 27.96 | 7.1 | 20.87 | 15.61 | 1000 | 433.5 | 0.3994 | 0 | 0.7879 | 0.3372
Kadmat | 2025-07-15 02:00 | 7 | 196 | 2 | 9.16 | 0 | 25.07 | 27.95 | 7.1 | 20.85 | 15.72 | 1000 | 410.7 | 0.6656 | 0 | 0.7861 | 0.3396
Kadmat | 2025-07-15 03:00 | 7 | 196 | 3 | 9.17 | 0 | 24.9 | 27.94 | 7.1 | 20.84 | 16.53 | 1000 | 403 | 0.6683 | 0 | 0.7854 | 0.3569
Kadmat | 2025-07-15 04:00 | 7 | 196 | 4 | 8.59 | 0 | 25.17 | 27.94 | 7.1 | 20.85 | 16.52 | 1000 | 408.6 | 0.5771 | 0 | 0.7858 | 0.3569
Kadmat | 2025-07-15 05:00 | 7 | 196 | 5 | 9.55 | 0 | 25.39 | 27.96 | 7.1 | 20.86 | 15.11 | 1000 | 456.8 | 0.7225 | 0 | 0.7874 | 0.3263
Kadmat | 2025-07-15 06:00 | 7 | 196 | 6 | 10.98 | 0.1 | 25.69 | 27.98 | 7.1 | 20.88 | 15.7 | 1000 | 499.1 | 0.8735 | 0.0001 | 0.7899 | 0.339
Kadmat | 2025-07-15 07:00 | 7 | 196 | 7 | 10.56 | 90.8 | 26.17 | 28.01 | 7.1 | 20.91 | 14.45 | 1000 | 592.7 | 0.8419 | 0.0726 | 0.7933 | 0.312
Kadmat | 2025-07-15 08:00 | 7 | 196 | 8 | 11.89 | 188.5 | 26.76 | 28.05 | 7.1 | 20.95 | 15.57 | 1000 | 553.1 | 0.8988 | 0.1495 | 0.7973 | 0.3362
Kadmat | 2025-07-15 09:00 | 7 | 196 | 9 | 10.47 | 258.1 | 27.12 | 28.08 | 7.1 | 20.99 | 14.49 | 1000 | 613.7 | 0.8342 | 0.2035 | 0.8015 | 0.3131
Kadmat | 2025-07-15 10:00 | 7 | 196 | 10 | 9.87 | 335.3 | 27.54 | 28.12 | 7.1 | 21.02 | 15.05 | 1000 | 631.2 | 0.7654 | 0.2625 | 0.8058 | 0.3252
Kadmat | 2025-07-15 11:00 | 7 | 196 | 11 | 9.65 | 365.8 | 27.73 | 28.16 | 7.1 | 21.06 | 14.66 | 1000 | 713.1 | 0.7367 | 0.2856 | 0.8098 | 0.3166
Kadmat | 2025-07-15 12:00 | 7 | 196 | 12 | 11.08 | 399.6 | 28.13 | 28.19 | 7.1 | 21.09 | 15.44 | 1000 | 683.3 | 0.878 | 0.3109 | 0.8132 | 0.3334
Kadmat | 2025-07-15 13:00 | 7 | 196 | 13 | 10.4 | 387.6 | 28.4 | 28.21 | 7.1 | 21.11 | 15.09 | 1000 | 681 | 0.8266 | 0.3015 | 0.8158 | 0.3259
Kadmat | 2025-07-15 14:00 | 7 | 196 | 14 | 9.56 | 388.6 | 28.57 | 28.22 | 7.1 | 21.12 | 15.85 | 1000 | 643.2 | 0.7249 | 0.302 | 0.8174 | 0.3425
Kadmat | 2025-07-15 15:00 | 7 | 196 | 15 | 9.66 | 309.5 | 28.43 | 28.23 | 7.1 | 21.13 | 15.37 | 1000 | 662.6 | 0.7379 | 0.242 | 0.8178 | 0.3319
Kadmat | 2025-07-15 16:00 | 7 | 196 | 16 | 9.02 | 228.7 | 28.4 | 28.22 | 7.1 | 21.12 | 16.08 | 1000 | 697.3 | 0.6452 | 0.1798 | 0.8171 | 0.3472
Kadmat | 2025-07-15 17:00 | 7 | 196 | 17 | 8.05 | 135.3 | 28.17 | 28.2 | 7.1 | 21.1 | 14.61 | 1000 | 751.1 | 0.4889 | 0.1072 | 0.8152 | 0.3156
Kadmat | 2025-07-15 18:00 | 7 | 196 | 18 | 8.19 | 36 | 27.78 | 28.18 | 7.1 | 21.08 | 14.5 | 1000 | 820.7 | 0.5122 | 0.0288 | 0.8123 | 0.3131
Kadmat | 2025-07-15 19:00 | 7 | 196 | 19 | 6.55 | 0 | 27.32 | 28.15 | 7.1 | 21.05 | 15.46 | 1000 | 817.7 | 0.2706 | 0 | 0.8086 | 0.334
Kadmat | 2025-07-15 20:00 | 7 | 196 | 20 | 7.3 | 0 | 26.73 | 28.11 | 7.1 | 21.01 | 17.37 | 1000 | 835.6 | 0.3728 | 0 | 0.8043 | 0.3752
Kadmat | 2025-07-15 21:00 | 7 | 196 | 21 | 7.11 | 0 | 26.26 | 28.07 | 7.1 | 20.97 | 18.82 | 1000 | 748.9 | 0.3445 | 0 | 0.7998 | 0.4066
Kadmat | 2025-07-15 22:00 | 7 | 196 | 22 | 7.12 | 0 | 25.68 | 28.03 | 7.1 | 20.93 | 18.77 | 1000 | 665.2 | 0.3473 | 0 | 0.7952 | 0.4055
Kadmat | 2025-07-15 23:00 | 7 | 196 | 23 | 6.68 | 0 | 25.46 | 27.99 | 7.1 | 20.89 | 19.28 | 1000 | 564.2 | 0.2881 | 0 | 0.7909 | 0.4165
Kadmat | 2025-07-16 00:00 | 7 | 197 | 0 | 6.34 | 0 | 25.35 | 27.96 | 7.1 | 20.86 | 17.97 | 1000 | 481.4 | 0.2464 | 0 | 0.7873 | 0.388
Kadmat | 2025-07-16 01:00 | 7 | 197 | 1 | 6.69 | 0 | 25.11 | 27.93 | 7.1 | 20.83 | 19.23 | 1000 | 422.3 | 0.289 | 0 | 0.7844 | 0.4153
Kadmat | 2025-07-16 02:00 | 7 | 197 | 2 | 5.42 | 0 | 25.11 | 27.92 | 7.1 | 20.82 | 18.46 | 1000 | 434.7 | 0.1518 | 0 | 0.7826 | 0.3988
Kadmat | 2025-07-16 03:00 | 7 | 197 | 3 | 7.21 | 0 | 25.48 | 27.91 | 7.1 | 20.81 | 19.74 | 1000 | 393.8 | 0.3591 | 0 | 0.7819 | 0.4264
Kadmat | 2025-07-16 04:00 | 7 | 197 | 4 | 6.58 | 0 | 25.73 | 27.91 | 7.1 | 20.82 | 19.69 | 1000 | 424 | 0.2754 | 0 | 0.7823 | 0.4252
Kadmat | 2025-07-16 05:00 | 7 | 197 | 5 | 7.4 | 0 | 25.94 | 27.93 | 7.1 | 20.83 | 19.25 | 1000 | 472.3 | 0.3868 | 0 | 0.7838 | 0.4158
Kadmat | 2025-07-16 06:00 | 7 | 197 | 6 | 7.57 | 0 | 26.33 | 27.95 | 7.1 | 20.85 | 17.72 | 1000 | 508.4 | 0.4128 | 0 | 0.7864 | 0.3828
Kadmat | 2025-07-16 07:00 | 7 | 197 | 7 | 8.56 | 62.8 | 26.7 | 27.98 | 7.1 | 20.88 | 17.32 | 1000 | 569.6 | 0.5728 | 0.0503 | 0.7898 | 0.3742
Kadmat | 2025-07-16 08:00 | 7 | 197 | 8 | 7.5 | 128.1 | 27.21 | 28.02 | 7.1 | 20.92 | 19.7 | 1000 | 631.3 | 0.4012 | 0.1019 | 0.7937 | 0.4255
Kadmat | 2025-07-16 09:00 | 7 | 197 | 9 | 8.95 | 187.2 | 27.65 | 28.05 | 7.1 | 20.95 | 20.11 | 1000 | 650 | 0.6344 | 0.1481 | 0.798 | 0.4344
Kadmat | 2025-07-16 10:00 | 7 | 197 | 10 | 7.67 | 211.2 | 27.92 | 28.09 | 7.1 | 20.99 | 23.25 | 1000 | 672.5 | 0.4284 | 0.1666 | 0.8023 | 0.5021
Kadmat | 2025-07-16 11:00 | 7 | 197 | 11 | 7.28 | 258.8 | 28.12 | 28.13 | 7.1 | 21.03 | 21 | 1000 | 659.7 | 0.3696 | 0.2033 | 0.8062 | 0.4535
Kadmat | 2025-07-16 12:00 | 7 | 197 | 12 | 7.81 | 262.8 | 28.34 | 28.16 | 7.1 | 21.06 | 22.77 | 1000 | 718.6 | 0.4505 | 0.2062 | 0.8096 | 0.4918
Kadmat | 2025-07-16 13:00 | 7 | 197 | 13 | 8.46 | 293.6 | 28.48 | 28.18 | 7.1 | 21.08 | 21.69 | 1000 | 642.5 | 0.5567 | 0.2298 | 0.8123 | 0.4684
Kadmat | 2025-07-16 14:00 | 7 | 197 | 14 | 7.71 | 267.9 | 28.7 | 28.19 | 7.1 | 21.09 | 22.49 | 1000 | 650.8 | 0.4343 | 0.2099 | 0.814 | 0.4857
Kadmat | 2025-07-16 15:00 | 7 | 197 | 15 | 7.6 | 238.6 | 28.84 | 28.2 | 7.1 | 21.1 | 23.1 | 1000 | 643.7 | 0.4174 | 0.1872 | 0.8145 | 0.4989
Kadmat | 2025-07-16 16:00 | 7 | 197 | 16 | 8.3 | 152.1 | 28.58 | 28.19 | 7.1 | 21.09 | 22.99 | 1000 | 665.8 | 0.5295 | 0.1202 | 0.8139 | 0.4966
Kadmat | 2025-07-16 17:00 | 7 | 197 | 17 | 7.73 | 77.7 | 28.26 | 28.18 | 7.1 | 21.08 | 23.06 | 1000 | 738.4 | 0.4374 | 0.0618 | 0.8121 | 0.4981
Kadmat | 2025-07-16 18:00 | 7 | 197 | 18 | 8 | 21.1 | 27.85 | 28.15 | 7.1 | 21.05 | 20.42 | 1000 | 806.8 | 0.48 | 0.0169 | 0.8094 | 0.4411
Kadmat | 2025-07-16 19:00 | 7 | 197 | 19 | 8.19 | 0 | 27.4 | 28.12 | 7.1 | 21.02 | 21.51 | 1000 | 846.3 | 0.5128 | 0 | 0.8058 | 0.4646
Kadmat | 2025-07-16 20:00 | 7 | 197 | 20 | 7.78 | 0 | 26.83 | 28.09 | 7.1 | 20.99 | 21.32 | 1000 | 814.2 | 0.4458 | 0 | 0.8016 | 0.4605
Kadmat | 2025-07-16 21:00 | 7 | 197 | 21 | 7.16 | 0 | 26.44 | 28.05 | 7.1 | 20.95 | 20.86 | 1000 | 796.2 | 0.3522 | 0 | 0.7971 | 0.4505
Kadmat | 2025-07-16 22:00 | 7 | 197 | 22 | 8.46 | 0 | 25.96 | 28.01 | 7.1 | 20.91 | 21.61 | 1000 | 637.6 | 0.5576 | 0 | 0.7927 | 0.4669
Kadmat | 2025-07-16 23:00 | 7 | 197 | 23 | 7.83 | 0 | 25.64 | 27.97 | 7.1 | 20.87 | 20.01 | 1000 | 561 | 0.4532 | 0 | 0.7885 | 0.4323
Kadmat | 2025-07-17 00:00 | 7 | 198 | 0 | 8.98 | 0 | 25.43 | 27.94 | 7.1 | 20.84 | 20.25 | 1000 | 448.6 | 0.6397 | 0 | 0.785 | 0.4374
Kadmat | 2025-07-17 01:00 | 7 | 198 | 1 | 10.64 | 0 | 25.34 | 27.91 | 7.1 | 20.81 | 20.36 | 1000 | 464.6 | 0.8476 | 0 | 0.7822 | 0.4398
Kadmat | 2025-07-17 02:00 | 7 | 198 | 2 | 9.33 | 0 | 25.23 | 27.9 | 7.1 | 20.8 | 20.79 | 1000 | 423.8 | 0.6916 | 0 | 0.7805 | 0.4491
Kadmat | 2025-07-17 03:00 | 7 | 198 | 3 | 8.98 | 0 | 25.15 | 27.89 | 7.1 | 20.79 | 18.81 | 1000 | 417.2 | 0.6391 | 0 | 0.7799 | 0.4064
Kadmat | 2025-07-17 04:00 | 7 | 198 | 4 | 11.57 | 0 | 25.37 | 27.9 | 7.1 | 20.8 | 20.41 | 1000 | 417.7 | 0.8954 | 0 | 0.7804 | 0.4408
Kadmat | 2025-07-17 05:00 | 7 | 198 | 5 | 14.13 | 0 | 25.54 | 27.91 | 7.1 | 20.81 | 17.56 | 1000 | 484.6 | 0.9 | 0 | 0.782 | 0.3794
Kadmat | 2025-07-17 06:00 | 7 | 198 | 6 | 14.74 | 0.1 | 25.85 | 27.94 | 7.1 | 20.84 | 17.61 | 1000 | 514.4 | 0.9 | 0.0001 | 0.7847 | 0.3803
Kadmat | 2025-07-17 07:00 | 7 | 198 | 7 | 14.7 | 165.7 | 26.35 | 27.97 | 7.1 | 20.87 | 17.32 | 1000 | 563 | 0.9 | 0.1318 | 0.7882 | 0.374
Kadmat | 2025-07-17 08:00 | 7 | 198 | 8 | 12.94 | 415.3 | 26.6 | 28 | 7.1 | 20.9 | 17.01 | 1000 | 612.9 | 0.9 | 0.3245 | 0.7922 | 0.3673
Kadmat | 2025-07-17 09:00 | 7 | 198 | 9 | 12.65 | 538.5 | 26.85 | 28.04 | 7.1 | 20.94 | 17.63 | 1000 | 622.9 | 0.9 | 0.4168 | 0.7966 | 0.3808
Kadmat | 2025-07-17 10:00 | 7 | 198 | 10 | 10.53 | 640.6 | 27.32 | 28.08 | 7.1 | 20.98 | 16.23 | 1000 | 655.9 | 0.8394 | 0.4914 | 0.8009 | 0.3505
Kadmat | 2025-07-17 11:00 | 7 | 198 | 11 | 10.89 | 678.4 | 27.57 | 28.12 | 7.1 | 21.02 | 15.59 | 1000 | 674.7 | 0.8665 | 0.5185 | 0.805 | 0.3367
Kadmat | 2025-07-17 12:00 | 7 | 198 | 12 | 12.28 | 715.5 | 27.99 | 28.15 | 7.1 | 21.05 | 14.53 | 1000 | 675.9 | 0.9 | 0.5446 | 0.8085 | 0.3139
Kadmat | 2025-07-17 13:00 | 7 | 198 | 13 | 12.04 | 772.9 | 28.07 | 28.17 | 7.1 | 21.07 | 15.84 | 1000 | 665.1 | 0.9 | 0.5857 | 0.8112 | 0.3422
Kadmat | 2025-07-17 14:00 | 7 | 198 | 14 | 12.19 | 546.3 | 27.99 | 28.18 | 7.1 | 21.08 | 17.72 | 1000 | 645.8 | 0.9 | 0.4208 | 0.8129 | 0.3827
Kadmat | 2025-07-17 15:00 | 7 | 198 | 15 | 9.23 | 587.9 | 27.75 | 28.19 | 7.1 | 21.09 | 17.18 | 1000 | 632.6 | 0.676 | 0.4519 | 0.8134 | 0.371
Kadmat | 2025-07-17 16:00 | 7 | 198 | 16 | 11.18 | 451.1 | 27.43 | 28.18 | 7.1 | 21.08 | 17.84 | 1000 | 669.3 | 0.882 | 0.3505 | 0.8128 | 0.3853
Kadmat | 2025-07-17 17:00 | 7 | 198 | 17 | 11.47 | 234.2 | 27.27 | 28.17 | 7.1 | 21.07 | 18.61 | 1000 | 708.8 | 0.8934 | 0.1849 | 0.811 | 0.4019
Kadmat | 2025-07-17 18:00 | 7 | 198 | 18 | 8.9 | 70.7 | 26.68 | 28.14 | 7.1 | 21.04 | 20.97 | 1000 | 807.1 | 0.6262 | 0.0566 | 0.8083 | 0.4531
Kadmat | 2025-07-17 19:00 | 7 | 198 | 19 | 9.35 | 0 | 26.42 | 28.11 | 7.1 | 21.01 | 17.66 | 1000 | 836.4 | 0.6935 | 0 | 0.8047 | 0.3815
Kadmat | 2025-07-17 20:00 | 7 | 198 | 20 | 7.74 | 0 | 25.8 | 28.08 | 7.1 | 20.98 | 20 | 1000 | 782.1 | 0.4394 | 0 | 0.8005 | 0.4319
Kadmat | 2025-07-17 21:00 | 7 | 198 | 21 | 7.74 | 0 | 25.5 | 28.04 | 7.1 | 20.94 | 19.86 | 1000 | 715 | 0.4394 | 0 | 0.796 | 0.4291
Kadmat | 2025-07-17 22:00 | 7 | 198 | 22 | 6.95 | 0 | 25.26 | 28 | 7.1 | 20.9 | 19.84 | 1000 | 661.9 | 0.323 | 0 | 0.7916 | 0.4285
Kadmat | 2025-07-17 23:00 | 7 | 198 | 23 | 7.42 | 0 | 25.06 | 27.96 | 7.1 | 20.86 | 22.71 | 1000 | 521.6 | 0.3897 | 0 | 0.7874 | 0.4906
Kadmat | 2025-07-18 00:00 | 7 | 199 | 0 | 6.42 | 0 | 25.06 | 27.93 | 7.1 | 20.83 | 20.92 | 1000 | 461.9 | 0.2549 | 0 | 0.7839 | 0.4519
Kadmat | 2025-07-18 01:00 | 7 | 199 | 1 | 7.07 | 0 | 25.02 | 27.91 | 7.1 | 20.81 | 19.86 | 1000 | 406.7 | 0.339 | 0 | 0.7811 | 0.429
Kadmat | 2025-07-18 02:00 | 7 | 199 | 2 | 5.53 | 0 | 24.97 | 27.89 | 7.1 | 20.79 | 19.99 | 1000 | 417.6 | 0.1613 | 0 | 0.7794 | 0.4319
Kadmat | 2025-07-18 03:00 | 7 | 199 | 3 | 7.02 | 0 | 24.96 | 27.88 | 7.1 | 20.78 | 22.45 | 1000 | 423.8 | 0.3321 | 0 | 0.7788 | 0.485
Kadmat | 2025-07-18 04:00 | 7 | 199 | 4 | 6.94 | 0 | 25.07 | 27.89 | 7.1 | 20.79 | 23.65 | 1000 | 423.7 | 0.3212 | 0 | 0.7793 | 0.5108
Kadmat | 2025-07-18 05:00 | 7 | 199 | 5 | 6.46 | 0 | 25.33 | 27.9 | 7.1 | 20.8 | 24.27 | 1000 | 450.6 | 0.2597 | 0 | 0.7809 | 0.5243
Kadmat | 2025-07-18 06:00 | 7 | 199 | 6 | 6.2 | 0 | 25.73 | 27.93 | 7.1 | 20.83 | 22.94 | 1000 | 524.2 | 0.2295 | 0 | 0.7836 | 0.4955
Kadmat | 2025-07-18 07:00 | 7 | 199 | 7 | 6.19 | 67.6 | 26.07 | 27.96 | 7.1 | 20.86 | 21.73 | 1000 | 589.1 | 0.2287 | 0.0542 | 0.7871 | 0.4694
Kadmat | 2025-07-18 08:00 | 7 | 199 | 8 | 5.01 | 151.5 | 26.5 | 27.99 | 7.1 | 20.89 | 20.78 | 1000 | 609.2 | 0.1178 | 0.1206 | 0.7911 | 0.4489
Kadmat | 2025-07-18 09:00 | 7 | 199 | 9 | 4.57 | 201.7 | 26.8 | 28.03 | 7.1 | 20.93 | 20.65 | 1000 | 613.3 | 0.0859 | 0.1598 | 0.7955 | 0.4461
Kadmat | 2025-07-18 10:00 | 7 | 199 | 10 | 5.91 | 291.1 | 27.35 | 28.07 | 7.1 | 20.97 | 20.44 | 1000 | 617.3 | 0.1979 | 0.2288 | 0.7998 | 0.4414
Kadmat | 2025-07-18 11:00 | 7 | 199 | 11 | 5.29 | 282.7 | 27.66 | 28.11 | 7.1 | 21.01 | 19.69 | 1000 | 662.1 | 0.1414 | 0.2221 | 0.8039 | 0.4253
Kadmat | 2025-07-18 12:00 | 7 | 199 | 12 | 4.59 | 306.4 | 28.06 | 28.14 | 7.1 | 21.04 | 21.69 | 1000 | 684.4 | 0.0877 | 0.24 | 0.8074 | 0.4686
Kadmat | 2025-07-18 13:00 | 7 | 199 | 13 | 5.53 | 305.4 | 28.34 | 28.16 | 7.1 | 21.06 | 20.09 | 1000 | 656.1 | 0.1614 | 0.239 | 0.8101 | 0.4339
Kadmat | 2025-07-18 14:00 | 7 | 199 | 14 | 5.19 | 315.3 | 28.53 | 28.17 | 7.1 | 21.07 | 19.28 | 1000 | 667.9 | 0.133 | 0.2464 | 0.8118 | 0.4165
Kadmat | 2025-07-18 15:00 | 7 | 199 | 15 | 5.94 | 253.3 | 28.34 | 28.18 | 7.1 | 21.08 | 17.18 | 1000 | 634.6 | 0.2007 | 0.1989 | 0.8123 | 0.371
Kadmat | 2025-07-18 16:00 | 7 | 199 | 16 | 5.18 | 171.1 | 28.34 | 28.17 | 7.1 | 21.07 | 17.44 | 1000 | 649.9 | 0.1321 | 0.1351 | 0.8117 | 0.3768
Kadmat | 2025-07-18 17:00 | 7 | 199 | 17 | 5.35 | 113.4 | 28.07 | 28.16 | 7.1 | 21.06 | 19.49 | 1000 | 755.6 | 0.146 | 0.09 | 0.8099 | 0.421
Kadmat | 2025-07-18 18:00 | 7 | 199 | 18 | 6.93 | 33 | 27.61 | 28.13 | 7.1 | 21.03 | 18.91 | 1000 | 782 | 0.3207 | 0.0264 | 0.8071 | 0.4085
Kadmat | 2025-07-18 19:00 | 7 | 199 | 19 | 7.99 | 0 | 27.12 | 28.1 | 7.1 | 21 | 20.67 | 1000 | 840.3 | 0.4786 | 0 | 0.8036 | 0.4465
Kadmat | 2025-07-18 20:00 | 7 | 199 | 20 | 8.26 | 0 | 26.9 | 28.07 | 7.1 | 20.97 | 19.19 | 1000 | 826 | 0.5235 | 0 | 0.7994 | 0.4146
Kadmat | 2025-07-18 21:00 | 7 | 199 | 21 | 6.24 | 0 | 26.66 | 28.03 | 7.1 | 20.93 | 17.21 | 1000 | 744.8 | 0.2352 | 0 | 0.7949 | 0.3718
Kadmat | 2025-07-18 22:00 | 7 | 199 | 22 | 6.47 | 0 | 26.37 | 27.99 | 7.1 | 20.89 | 17.4 | 1000 | 658 | 0.2606 | 0 | 0.7905 | 0.3759
Kadmat | 2025-07-18 23:00 | 7 | 199 | 23 | 6.34 | 0 | 25.73 | 27.95 | 7.1 | 20.85 | 16.53 | 1000 | 567.1 | 0.2466 | 0 | 0.7863 | 0.3571
Kadmat | 2025-07-19 00:00 | 7 | 200 | 0 | 7.61 | 0 | 25.52 | 27.92 | 7.1 | 20.82 | 16.04 | 1000 | 452 | 0.4195 | 0 | 0.7828 | 0.3464
Kadmat | 2025-07-19 01:00 | 7 | 200 | 1 | 7.32 | 0 | 25.25 | 27.9 | 7.1 | 20.8 | 16.4 | 1000 | 434.7 | 0.3754 | 0 | 0.78 | 0.3542
Kadmat | 2025-07-19 02:00 | 7 | 200 | 2 | 5.85 | 0 | 25.04 | 27.88 | 7.1 | 20.78 | 15.72 | 1000 | 410.4 | 0.1926 | 0 | 0.7783 | 0.3396
Kadmat | 2025-07-19 03:00 | 7 | 200 | 3 | 5.1 | 0 | 25.16 | 27.87 | 7.1 | 20.77 | 15.84 | 1000 | 398.8 | 0.1252 | 0 | 0.7777 | 0.3422
Kadmat | 2025-07-19 04:00 | 7 | 200 | 4 | 6.92 | 0 | 25.11 | 27.88 | 7.1 | 20.78 | 17.09 | 1000 | 435.9 | 0.3193 | 0 | 0.7782 | 0.3692
Kadmat | 2025-07-19 05:00 | 7 | 200 | 5 | 10 | 0 | 25.36 | 27.89 | 7.1 | 20.79 | 18.17 | 1000 | 472.9 | 0.7827 | 0 | 0.7798 | 0.3925
Kadmat | 2025-07-19 06:00 | 7 | 200 | 6 | 10.97 | 0 | 25.82 | 27.92 | 7.1 | 20.82 | 17.54 | 1000 | 505.7 | 0.8725 | 0 | 0.7825 | 0.3788
Kadmat | 2025-07-19 07:00 | 7 | 200 | 7 | 10.29 | 122.4 | 26.34 | 27.95 | 7.1 | 20.85 | 18.73 | 1000 | 549.1 | 0.8141 | 0.0977 | 0.786 | 0.4045
Kadmat | 2025-07-19 08:00 | 7 | 200 | 8 | 10.73 | 270.9 | 26.8 | 27.98 | 7.1 | 20.88 | 18.05 | 1000 | 619.4 | 0.8547 | 0.2137 | 0.79 | 0.3898
Kadmat | 2025-07-19 09:00 | 7 | 200 | 9 | 11.98 | 421.4 | 27.05 | 28.02 | 7.1 | 20.92 | 15.34 | 1000 | 620.8 | 0.8998 | 0.3286 | 0.7944 | 0.3314
Kadmat | 2025-07-19 10:00 | 7 | 200 | 10 | 12.51 | 497.2 | 27.51 | 28.06 | 7.1 | 20.96 | 16.07 | 1000 | 632.6 | 0.9 | 0.385 | 0.7987 | 0.3471
Kadmat | 2025-07-19 11:00 | 7 | 200 | 11 | 9.84 | 609.3 | 27.94 | 28.1 | 7.1 | 21 | 16.52 | 1000 | 666.2 | 0.7611 | 0.4674 | 0.8028 | 0.3567
Kadmat | 2025-07-19 12:00 | 7 | 200 | 12 | 9.76 | 638.6 | 28.41 | 28.13 | 7.1 | 21.03 | 15.8 | 1000 | 664.4 | 0.7513 | 0.4879 | 0.8063 | 0.3413
Kadmat | 2025-07-19 13:00 | 7 | 200 | 13 | 10.65 | 557 | 28.73 | 28.15 | 7.1 | 21.05 | 16.77 | 1000 | 698.4 | 0.848 | 0.4276 | 0.809 | 0.3623
Kadmat | 2025-07-19 14:00 | 7 | 200 | 14 | 8.55 | 477.1 | 28.75 | 28.17 | 7.1 | 21.07 | 15.99 | 1000 | 633.6 | 0.5708 | 0.3683 | 0.8107 | 0.3453
Kadmat | 2025-07-19 15:00 | 7 | 200 | 15 | 10.18 | 464.5 | 28.47 | 28.17 | 7.1 | 21.07 | 15.99 | 1000 | 633.2 | 0.802 | 0.3592 | 0.8112 | 0.3454
Kadmat | 2025-07-19 16:00 | 7 | 200 | 16 | 11.2 | 375.7 | 28.15 | 28.16 | 7.1 | 21.06 | 17.07 | 1000 | 680.1 | 0.8829 | 0.2927 | 0.8106 | 0.3687
Kadmat | 2025-07-19 17:00 | 7 | 200 | 17 | 11.24 | 195.1 | 28.03 | 28.15 | 7.1 | 21.05 | 17.85 | 1000 | 730.7 | 0.8844 | 0.154 | 0.8088 | 0.3855
Kadmat | 2025-07-19 18:00 | 7 | 200 | 18 | 12.22 | 66.6 | 27.73 | 28.12 | 7.1 | 21.02 | 18.6 | 1000 | 789.8 | 0.9 | 0.0531 | 0.806 | 0.4019
Kadmat | 2025-07-19 19:00 | 7 | 200 | 19 | 11.93 | 0 | 27.28 | 28.09 | 7.1 | 20.99 | 20.38 | 1000 | 861.7 | 0.8993 | 0 | 0.8025 | 0.4402
Kadmat | 2025-07-19 20:00 | 7 | 200 | 20 | 12.39 | 0 | 26.76 | 28.06 | 7.1 | 20.96 | 19.55 | 1000 | 819.3 | 0.9 | 0 | 0.7983 | 0.4224
Kadmat | 2025-07-19 21:00 | 7 | 200 | 21 | 11.52 | 0 | 26.11 | 28.02 | 7.1 | 20.92 | 17.47 | 1000 | 776.4 | 0.8948 | 0 | 0.7938 | 0.3773
Kadmat | 2025-07-19 22:00 | 7 | 200 | 22 | 9.5 | 0 | 25.77 | 27.98 | 7.1 | 20.88 | 17.45 | 1000 | 638.6 | 0.7163 | 0 | 0.7894 | 0.377
Kadmat | 2025-07-19 23:00 | 7 | 200 | 23 | 9.64 | 0 | 25.49 | 27.94 | 7.1 | 20.84 | 17.62 | 1000 | 515.9 | 0.7353 | 0 | 0.7852 | 0.3807
Kadmat | 2025-07-20 00:00 | 7 | 201 | 0 | 11.2 | 0 | 25.25 | 27.91 | 7.1 | 20.81 | 17.04 | 1000 | 468.6 | 0.8828 | 0 | 0.7817 | 0.368
Kadmat | 2025-07-20 01:00 | 7 | 201 | 1 | 12.03 | 0 | 24.82 | 27.89 | 7.1 | 20.79 | 14.36 | 1000 | 447.4 | 0.9 | 0 | 0.7789 | 0.3103
Kadmat | 2025-07-20 02:00 | 7 | 201 | 2 | 12.01 | 0 | 24.91 | 27.87 | 7.1 | 20.77 | 14.01 | 1000 | 410.9 | 0.9 | 0 | 0.7772 | 0.3026
Kadmat | 2025-07-20 03:00 | 7 | 201 | 3 | 11.6 | 0 | 24.88 | 27.86 | 7.1 | 20.76 | 12.08 | 1000 | 417.3 | 0.8957 | 0 | 0.7766 | 0.2609
Kadmat | 2025-07-20 04:00 | 7 | 201 | 4 | 13.47 | 0 | 25.22 | 27.87 | 7.1 | 20.77 | 12.64 | 1000 | 427.8 | 0.9 | 0 | 0.7771 | 0.2731
Kadmat | 2025-07-20 05:00 | 7 | 201 | 5 | 16.7 | 0 | 25.25 | 27.88 | 7.1 | 20.78 | 15.79 | 1000 | 486.2 | 0.9 | 0 | 0.7788 | 0.3411
Kadmat | 2025-07-20 06:00 | 7 | 201 | 6 | 15.69 | 0 | 25.55 | 27.91 | 7.1 | 20.81 | 16.31 | 1000 | 520.7 | 0.9 | 0 | 0.7814 | 0.3523
Kadmat | 2025-07-20 07:00 | 7 | 201 | 7 | 16.28 | 153.7 | 25.87 | 27.94 | 7.1 | 20.84 | 16.05 | 1000 | 569.9 | 0.9 | 0.1226 | 0.7849 | 0.3467
Kadmat | 2025-07-20 08:00 | 7 | 201 | 8 | 15.12 | 276.4 | 26.51 | 27.97 | 7.1 | 20.87 | 17.08 | 1000 | 601.2 | 0.9 | 0.2181 | 0.7889 | 0.3689
Kadmat | 2025-07-20 09:00 | 7 | 201 | 9 | 14.99 | 443 | 26.93 | 28.01 | 7.1 | 20.91 | 17.05 | 1000 | 653.1 | 0.9 | 0.3451 | 0.7933 | 0.3682
Kadmat | 2025-07-20 10:00 | 7 | 201 | 10 | 15.09 | 548.4 | 27.27 | 28.05 | 7.1 | 20.95 | 18.47 | 1000 | 672.2 | 0.9 | 0.4235 | 0.7976 | 0.399
Kadmat | 2025-07-20 11:00 | 7 | 201 | 11 | 16.01 | 585.6 | 27.66 | 28.09 | 7.1 | 20.99 | 18.01 | 1000 | 646.7 | 0.9 | 0.4504 | 0.8017 | 0.3891
Kadmat | 2025-07-20 12:00 | 7 | 201 | 12 | 16.16 | 629.2 | 27.78 | 28.12 | 7.1 | 21.02 | 21.58 | 1000 | 699.4 | 0.9 | 0.4822 | 0.8052 | 0.4662
Kadmat | 2025-07-20 13:00 | 7 | 201 | 13 | 14.63 | 706.3 | 28 | 28.14 | 7.1 | 21.04 | 21.56 | 1000 | 669.2 | 0.9 | 0.5379 | 0.8079 | 0.4656
Kadmat | 2025-07-20 14:00 | 7 | 201 | 14 | 15.51 | 580.8 | 28.37 | 28.16 | 7.1 | 21.06 | 19.73 | 1000 | 667.6 | 0.9 | 0.4457 | 0.8096 | 0.4261
Kadmat | 2025-07-20 15:00 | 7 | 201 | 15 | 15.68 | 475.4 | 28.38 | 28.16 | 7.1 | 21.06 | 18.52 | 1000 | 650 | 0.9 | 0.3675 | 0.8101 | 0.4
Kadmat | 2025-07-20 16:00 | 7 | 201 | 16 | 13.06 | 392.9 | 28.21 | 28.15 | 7.1 | 21.05 | 17.74 | 1000 | 647.8 | 0.9 | 0.3057 | 0.8095 | 0.3832
Kadmat | 2025-07-20 17:00 | 7 | 201 | 17 | 13.11 | 220.5 | 27.93 | 28.14 | 7.1 | 21.04 | 18.97 | 1000 | 739.1 | 0.9 | 0.1738 | 0.8077 | 0.4097
Kadmat | 2025-07-20 18:00 | 7 | 201 | 18 | 11.95 | 54.3 | 27.78 | 28.11 | 7.1 | 21.01 | 17.22 | 1000 | 832 | 0.8995 | 0.0434 | 0.8049 | 0.3719
Kadmat | 2025-07-20 19:00 | 7 | 201 | 19 | 13.44 | 0 | 27.45 | 28.08 | 7.1 | 20.98 | 18.56 | 1000 | 844.3 | 0.9 | 0 | 0.8014 | 0.4008
Kadmat | 2025-07-20 20:00 | 7 | 201 | 20 | 12.48 | 0 | 26.93 | 28.05 | 7.1 | 20.95 | 17.9 | 1000 | 855.4 | 0.9 | 0 | 0.7972 | 0.3866
Kadmat | 2025-07-20 21:00 | 7 | 201 | 21 | 12.35 | 0 | 26.33 | 28.01 | 7.1 | 20.91 | 17.71 | 1000 | 798.5 | 0.9 | 0 | 0.7927 | 0.3826
Kadmat | 2025-07-20 22:00 | 7 | 201 | 22 | 9.32 | 0 | 26.04 | 27.97 | 7.1 | 20.87 | 18.11 | 1000 | 680.7 | 0.6904 | 0 | 0.7883 | 0.3911
Kadmat | 2025-07-20 23:00 | 7 | 201 | 23 | 9.62 | 0 | 25.57 | 27.93 | 7.1 | 20.83 | 15.49 | 1000 | 540.3 | 0.7319 | 0 | 0.7841 | 0.3345
Kadmat | 2025-07-21 00:00 | 7 | 202 | 0 | 9.04 | 0 | 25.24 | 27.9 | 7.1 | 20.8 | 15.74 | 1000 | 442.9 | 0.6482 | 0 | 0.7806 | 0.3399
Kadmat | 2025-07-21 01:00 | 7 | 202 | 1 | 8.41 | 0 | 25.17 | 27.88 | 7.1 | 20.78 | 16.15 | 1000 | 418.8 | 0.548 | 0 | 0.7778 | 0.3488
Kadmat | 2025-07-21 02:00 | 7 | 202 | 2 | 6.89 | 0 | 25.16 | 27.86 | 7.1 | 20.76 | 16.67 | 1000 | 413.2 | 0.3157 | 0 | 0.7761 | 0.3601
Kadmat | 2025-07-21 03:00 | 7 | 202 | 3 | 6.35 | 0 | 25.19 | 27.86 | 7.1 | 20.76 | 17.04 | 1000 | 416.7 | 0.2476 | 0 | 0.7755 | 0.3681
Kadmat | 2025-07-21 04:00 | 7 | 202 | 4 | 6.73 | 0 | 25.48 | 27.86 | 7.1 | 20.76 | 17.95 | 1000 | 434 | 0.2941 | 0 | 0.776 | 0.3876
Kadmat | 2025-07-21 05:00 | 7 | 202 | 5 | 6.74 | 0 | 25.71 | 27.87 | 7.1 | 20.77 | 17.21 | 1000 | 478.8 | 0.2953 | 0 | 0.7777 | 0.3717
Kadmat | 2025-07-21 06:00 | 7 | 202 | 6 | 6.58 | 0 | 26.06 | 27.9 | 7.1 | 20.8 | 16.88 | 1000 | 504.3 | 0.2746 | 0 | 0.7803 | 0.3647
Kadmat | 2025-07-21 07:00 | 7 | 202 | 7 | 7.12 | 184.1 | 26.52 | 27.93 | 7.1 | 20.83 | 17.58 | 1000 | 538.8 | 0.3472 | 0.1462 | 0.7838 | 0.3797
Kadmat | 2025-07-21 08:00 | 7 | 202 | 8 | 7.65 | 389.1 | 26.81 | 27.96 | 7.1 | 20.86 | 17.89 | 1000 | 613.7 | 0.4247 | 0.3044 | 0.7878 | 0.3863
Kadmat | 2025-07-21 09:00 | 7 | 202 | 9 | 8.85 | 605.9 | 27.39 | 28 | 7.1 | 20.9 | 18.4 | 1000 | 658.2 | 0.6191 | 0.4658 | 0.7922 | 0.3974
Kadmat | 2025-07-21 10:00 | 7 | 202 | 10 | 5.19 | 724 | 27.84 | 28.04 | 7.1 | 20.94 | 19.6 | 1000 | 687.7 | 0.1331 | 0.551 | 0.7965 | 0.4234
Kadmat | 2025-07-21 11:00 | 7 | 202 | 11 | 5.36 | 756 | 28.12 | 28.08 | 7.1 | 20.98 | 18.98 | 1000 | 677.2 | 0.1471 | 0.5735 | 0.8006 | 0.41
Kadmat | 2025-07-21 12:00 | 7 | 202 | 12 | 5.74 | 887.9 | 28.29 | 28.11 | 7.1 | 21.01 | 19.99 | 1000 | 654.1 | 0.1822 | 0.6667 | 0.8041 | 0.4317
Kadmat | 2025-07-21 13:00 | 7 | 202 | 13 | 2.56 | 888.9 | 28.34 | 28.13 | 7.1 | 21.03 | 19.3 | 1000 | 642.6 | 0.001 | 0.6673 | 0.8068 | 0.4169
Kadmat | 2025-07-21 14:00 | 7 | 202 | 14 | 4.15 | 832.8 | 28.24 | 28.15 | 7.1 | 21.05 | 21.18 | 1000 | 661.6 | 0.0595 | 0.628 | 0.8085 | 0.4575
Kadmat | 2025-07-21 15:00 | 7 | 202 | 15 | 3.36 | 657.1 | 28.38 | 28.15 | 7.1 | 21.05 | 18.19 | 1000 | 651.3 | 0.022 | 0.5015 | 0.809 | 0.3929
Kadmat | 2025-07-21 16:00 | 7 | 202 | 16 | 4.57 | 437.8 | 28.11 | 28.14 | 7.1 | 21.04 | 17.88 | 1000 | 683.6 | 0.0863 | 0.3397 | 0.8084 | 0.3862
Kadmat | 2025-07-21 17:00 | 7 | 202 | 17 | 3.01 | 263.7 | 27.83 | 28.13 | 7.1 | 21.03 | 17.17 | 1000 | 745 | 0.0094 | 0.2073 | 0.8066 | 0.371
Kadmat | 2025-07-21 18:00 | 7 | 202 | 18 | 3.35 | 66.7 | 27.34 | 28.11 | 7.1 | 21.01 | 16.63 | 1000 | 786.6 | 0.0215 | 0.0533 | 0.8038 | 0.3593
Kadmat | 2025-07-21 19:00 | 7 | 202 | 19 | 2.58 | 0 | 26.99 | 28.07 | 7.1 | 20.97 | 16.97 | 1000 | 819.9 | 0.0014 | 0 | 0.8002 | 0.3666
Kadmat | 2025-07-21 20:00 | 7 | 202 | 20 | 3.8 | 0 | 26.54 | 28.04 | 7.1 | 20.94 | 14.53 | 1000 | 848.9 | 0.0412 | 0 | 0.7961 | 0.3138
Kadmat | 2025-07-21 21:00 | 7 | 202 | 21 | 3.78 | 0 | 26.08 | 28 | 7.1 | 20.9 | 14.52 | 1000 | 738.9 | 0.0403 | 0 | 0.7916 | 0.3137
Kadmat | 2025-07-21 22:00 | 7 | 202 | 22 | 3.87 | 0 | 25.68 | 27.96 | 7.1 | 20.86 | 14 | 1000 | 660 | 0.0441 | 0 | 0.7872 | 0.3023
Kadmat | 2025-07-21 23:00 | 7 | 202 | 23 | 2.99 | 0 | 25.19 | 27.92 | 7.1 | 20.82 | 14.16 | 1000 | 577.3 | 0.0087 | 0 | 0.783 | 0.3058
Kadmat | 2025-07-22 00:00 | 7 | 203 | 0 | 2.43 | 0 | 24.89 | 27.89 | 7.1 | 20.79 | 14.18 | 1000 | 470.3 | 0 | 0 | 0.7795 | 0.3062
Kadmat | 2025-07-22 01:00 | 7 | 203 | 1 | 1.52 | 0 | 24.47 | 27.87 | 7.1 | 20.77 | 14.59 | 1000 | 444.5 | 0 | 0 | 0.7767 | 0.3152
Kadmat | 2025-07-22 02:00 | 7 | 203 | 2 | 1.35 | 0 | 24.47 | 27.85 | 7.1 | 20.75 | 15.74 | 1000 | 425.3 | 0 | 0 | 0.775 | 0.3399
Kadmat | 2025-07-22 03:00 | 7 | 203 | 3 | 1.85 | 0 | 24.56 | 27.85 | 7.1 | 20.75 | 15.87 | 1000 | 405.2 | 0 | 0 | 0.7744 | 0.3427
Kadmat | 2025-07-22 04:00 | 7 | 203 | 4 | 2.43 | 0 | 24.83 | 27.85 | 7.1 | 20.75 | 12.72 | 1000 | 425.9 | 0 | 0 | 0.7749 | 0.2748
Kadmat | 2025-07-22 05:00 | 7 | 203 | 5 | 2.96 | 0 | 25.3 | 27.86 | 7.1 | 20.76 | 12.95 | 1000 | 471.5 | 0.0082 | 0 | 0.7766 | 0.2798
Kadmat | 2025-07-22 06:00 | 7 | 203 | 6 | 3.82 | 0 | 25.61 | 27.89 | 7.1 | 20.79 | 13.66 | 1000 | 528.1 | 0.0419 | 0 | 0.7792 | 0.295
Kadmat | 2025-07-22 07:00 | 7 | 203 | 7 | 4.36 | 114 | 25.91 | 27.92 | 7.1 | 20.82 | 12.29 | 1000 | 586.1 | 0.0724 | 0.0912 | 0.7827 | 0.2656
Kadmat | 2025-07-22 08:00 | 7 | 203 | 8 | 3.68 | 250.5 | 26.41 | 27.95 | 7.1 | 20.85 | 11.23 | 1000 | 595.8 | 0.0353 | 0.1981 | 0.7867 | 0.2426
Kadmat | 2025-07-22 09:00 | 7 | 203 | 9 | 3.58 | 410.8 | 26.84 | 27.99 | 7.1 | 20.89 | 12.28 | 1000 | 635.3 | 0.0305 | 0.3209 | 0.7911 | 0.2652
Kadmat | 2025-07-22 10:00 | 7 | 203 | 10 | 2.91 | 459.3 | 27.56 | 28.03 | 7.1 | 20.93 | 13.43 | 1000 | 630.8 | 0.0073 | 0.3566 | 0.7954 | 0.2901
Kadmat | 2025-07-22 11:00 | 7 | 203 | 11 | 1.92 | 522.4 | 28.09 | 28.07 | 7.1 | 20.97 | 13.93 | 1000 | 659.6 | 0 | 0.403 | 0.7995 | 0.3009
Kadmat | 2025-07-22 12:00 | 7 | 203 | 12 | 2.2 | 523.4 | 28.41 | 28.1 | 7.1 | 21 | 15.58 | 1000 | 680.8 | 0 | 0.4032 | 0.803 | 0.3364
Kadmat | 2025-07-22 13:00 | 7 | 203 | 13 | 3.11 | 461.6 | 28.45 | 28.12 | 7.1 | 21.02 | 16.98 | 1000 | 658 | 0.0129 | 0.3571 | 0.8057 | 0.3668
Kadmat | 2025-07-22 14:00 | 7 | 203 | 14 | 3.71 | 473.8 | 28.48 | 28.14 | 7.1 | 21.04 | 16.55 | 1000 | 674 | 0.0368 | 0.3662 | 0.8073 | 0.3576
Kadmat | 2025-07-22 15:00 | 7 | 203 | 15 | 4.22 | 419.4 | 28.46 | 28.14 | 7.1 | 21.04 | 18.77 | 1000 | 660 | 0.0641 | 0.3254 | 0.8079 | 0.4054
Kadmat | 2025-07-22 16:00 | 7 | 203 | 16 | 4.9 | 289 | 28.44 | 28.14 | 7.1 | 21.04 | 16.4 | 1000 | 663.6 | 0.1099 | 0.2263 | 0.8073 | 0.3541
Kadmat | 2025-07-22 17:00 | 7 | 203 | 17 | 2.83 | 164.4 | 28.12 | 28.12 | 7.1 | 21.02 | 14.52 | 1000 | 703.6 | 0.0059 | 0.13 | 0.8055 | 0.3135
Kadmat | 2025-07-22 18:00 | 7 | 203 | 18 | 2.17 | 55.9 | 27.66 | 28.1 | 7.1 | 21 | 14.83 | 1000 | 837.7 | 0 | 0.0446 | 0.8027 | 0.3204
Kadmat | 2025-07-22 19:00 | 7 | 203 | 19 | 2.5 | 0 | 27.27 | 28.06 | 7.1 | 20.96 | 17.02 | 1000 | 856.5 | 0 | 0 | 0.7991 | 0.3676
Kadmat | 2025-07-22 20:00 | 7 | 203 | 20 | 2.93 | 0 | 26.9 | 28.03 | 7.1 | 20.93 | 19.1 | 1000 | 786.2 | 0.0077 | 0 | 0.795 | 0.4126
Kadmat | 2025-07-22 21:00 | 7 | 203 | 21 | 2.85 | 0 | 26.16 | 27.99 | 7.1 | 20.89 | 18.28 | 1000 | 740.8 | 0.0064 | 0 | 0.7905 | 0.3949
Kadmat | 2025-07-22 22:00 | 7 | 203 | 22 | 3.53 | 0 | 25.55 | 27.95 | 7.1 | 20.85 | 17.57 | 1000 | 642 | 0.0285 | 0 | 0.7861 | 0.3796
Kadmat | 2025-07-22 23:00 | 7 | 203 | 23 | 2.77 | 0 | 25.49 | 27.91 | 7.1 | 20.81 | 21.02 | 1000 | 521 | 0.0048 | 0 | 0.7819 | 0.454
Kadmat | 2025-07-23 00:00 | 7 | 204 | 0 | 2.32 | 0 | 25.41 | 27.88 | 7.1 | 20.78 | 20.42 | 1000 | 471 | 0 | 0 | 0.7784 | 0.441
Kadmat | 2025-07-23 01:00 | 7 | 204 | 1 | 2.36 | 0 | 25.23 | 27.86 | 7.1 | 20.76 | 20.03 | 1000 | 439.4 | 0 | 0 | 0.7757 | 0.4326
Kadmat | 2025-07-23 02:00 | 7 | 204 | 2 | 3.13 | 0 | 25.4 | 27.84 | 7.1 | 20.74 | 22.08 | 1000 | 399 | 0.0137 | 0 | 0.7739 | 0.4769
Kadmat | 2025-07-23 03:00 | 7 | 204 | 3 | 2.19 | 0 | 25.38 | 27.84 | 7.1 | 20.74 | 25.26 | 1000 | 403.3 | 0 | 0 | 0.7733 | 0.5455
Kadmat | 2025-07-23 04:00 | 7 | 204 | 4 | 2.98 | 0 | 25.67 | 27.84 | 7.1 | 20.74 | 23.33 | 1000 | 425.8 | 0.0087 | 0 | 0.7738 | 0.5039
Kadmat | 2025-07-23 05:00 | 7 | 204 | 5 | 3.79 | 0 | 25.76 | 27.86 | 7.1 | 20.76 | 25.24 | 1000 | 492.6 | 0.0407 | 0 | 0.7755 | 0.5451
Kadmat | 2025-07-23 06:00 | 7 | 204 | 6 | 3.38 | 0 | 26.19 | 27.88 | 7.1 | 20.78 | 20.91 | 1000 | 519.9 | 0.0227 | 0 | 0.7781 | 0.4516
Kadmat | 2025-07-23 07:00 | 7 | 204 | 7 | 1.71 | 175.7 | 26.44 | 27.91 | 7.1 | 20.81 | 21.78 | 1000 | 581.9 | 0 | 0.1397 | 0.7816 | 0.4705
Kadmat | 2025-07-23 08:00 | 7 | 204 | 8 | 3.01 | 324.2 | 26.81 | 27.95 | 7.1 | 20.85 | 22.76 | 1000 | 594.4 | 0.0094 | 0.2547 | 0.7856 | 0.4916
Kadmat | 2025-07-23 09:00 | 7 | 204 | 9 | 3.18 | 490 | 26.98 | 27.98 | 7.1 | 20.88 | 21.56 | 1000 | 664.3 | 0.0154 | 0.3804 | 0.79 | 0.4657
Kadmat | 2025-07-23 10:00 | 7 | 204 | 10 | 2.61 | 696.6 | 27.35 | 28.02 | 7.1 | 20.92 | 21.46 | 1000 | 699.8 | 0.0019 | 0.5322 | 0.7943 | 0.4636
Kadmat | 2025-07-23 11:00 | 7 | 204 | 11 | 2.49 | 820.4 | 27.67 | 28.06 | 7.1 | 20.96 | 22.54 | 1000 | 656.3 | 0 | 0.6205 | 0.7984 | 0.4868
Kadmat | 2025-07-23 12:00 | 7 | 204 | 12 | 3.39 | 779.4 | 27.81 | 28.09 | 7.1 | 20.99 | 24.16 | 1000 | 712.7 | 0.0232 | 0.5909 | 0.8019 | 0.5219
Kadmat | 2025-07-23 13:00 | 7 | 204 | 13 | 4.01 | 820.3 | 27.91 | 28.11 | 7.1 | 21.01 | 28.99 | 1000 | 686.1 | 0.0512 | 0.6199 | 0.8046 | 0.6262
Kadmat | 2025-07-23 14:00 | 7 | 204 | 14 | 5.17 | 739.5 | 27.98 | 28.13 | 7.1 | 21.03 | 30.35 | 1000 | 671.9 | 0.1311 | 0.5619 | 0.8062 | 0.6556
Kadmat | 2025-07-23 15:00 | 7 | 204 | 15 | 5.46 | 658 | 27.81 | 28.13 | 7.1 | 21.03 | 28 | 1000 | 651.5 | 0.1553 | 0.5032 | 0.8068 | 0.6048
Kadmat | 2025-07-23 16:00 | 7 | 204 | 16 | 5.39 | 470 | 27.77 | 28.13 | 7.1 | 21.03 | 28.59 | 1000 | 674.1 | 0.149 | 0.3643 | 0.8061 | 0.6176
Kadmat | 2025-07-23 17:00 | 7 | 204 | 17 | 5.52 | 306.6 | 27.38 | 28.11 | 7.1 | 21.01 | 28.22 | 1000 | 741.6 | 0.1607 | 0.2407 | 0.8044 | 0.6096
Kadmat | 2025-07-23 18:00 | 7 | 204 | 18 | 6.74 | 73.4 | 27.11 | 28.09 | 7.1 | 20.99 | 28.76 | 1000 | 816 | 0.296 | 0.0586 | 0.8016 | 0.6212
Kadmat | 2025-07-23 19:00 | 7 | 204 | 19 | 5.3 | 0 | 26.84 | 28.05 | 7.1 | 20.95 | 30.14 | 1000 | 809.1 | 0.1422 | 0 | 0.798 | 0.6511
Kadmat | 2025-07-23 20:00 | 7 | 204 | 20 | 5.55 | 0 | 26.45 | 28.02 | 7.1 | 20.92 | 29.81 | 1000 | 852.2 | 0.1635 | 0 | 0.7939 | 0.6438
Kadmat | 2025-07-23 21:00 | 7 | 204 | 21 | 5.79 | 0 | 26.05 | 27.98 | 7.1 | 20.88 | 30.87 | 1000 | 731.7 | 0.1862 | 0 | 0.7894 | 0.6668
Kadmat | 2025-07-23 22:00 | 7 | 204 | 22 | 6.25 | 0 | 25.6 | 27.94 | 7.1 | 20.84 | 29.27 | 1000 | 680.1 | 0.2362 | 0 | 0.785 | 0.6321
Kadmat | 2025-07-23 23:00 | 7 | 204 | 23 | 5.3 | 0 | 25.25 | 27.9 | 7.1 | 20.8 | 29.42 | 1000 | 524.3 | 0.1416 | 0 | 0.7809 | 0.6355
Kadmat | 2025-07-24 00:00 | 7 | 205 | 0 | 3.48 | 0 | 24.94 | 27.87 | 7.1 | 20.77 | 29.71 | 1000 | 457.5 | 0.0263 | 0 | 0.7773 | 0.6417
Kadmat | 2025-07-24 01:00 | 7 | 205 | 1 | 3.74 | 0 | 24.89 | 27.85 | 7.1 | 20.75 | 27.39 | 1000 | 430.9 | 0.0385 | 0 | 0.7746 | 0.5916
Kadmat | 2025-07-24 02:00 | 7 | 205 | 2 | 3.54 | 0 | 25.05 | 27.83 | 7.1 | 20.73 | 27.8 | 1000 | 428 | 0.029 | 0 | 0.7728 | 0.6005
Kadmat | 2025-07-24 03:00 | 7 | 205 | 3 | 3.12 | 0 | 25.13 | 27.83 | 7.1 | 20.73 | 26.03 | 1000 | 424.5 | 0.0135 | 0 | 0.7722 | 0.5622
Kadmat | 2025-07-24 04:00 | 7 | 205 | 4 | 3.89 | 0 | 25.06 | 27.83 | 7.1 | 20.73 | 26.64 | 1000 | 417.9 | 0.0454 | 0 | 0.7727 | 0.5755
Kadmat | 2025-07-24 05:00 | 7 | 205 | 5 | 3.18 | 0 | 25.21 | 27.85 | 7.1 | 20.75 | 24.79 | 1000 | 441.6 | 0.0155 | 0 | 0.7744 | 0.5355
Kadmat | 2025-07-24 06:00 | 7 | 205 | 6 | 4.31 | 0 | 25.75 | 27.87 | 7.1 | 20.77 | 26.36 | 1000 | 512.5 | 0.0692 | 0 | 0.777 | 0.5694
Kadmat | 2025-07-24 07:00 | 7 | 205 | 7 | 5.09 | 166.3 | 26.22 | 27.9 | 7.1 | 20.8 | 23.36 | 1000 | 583.5 | 0.1247 | 0.1324 | 0.7805 | 0.5046
Kadmat | 2025-07-24 08:00 | 7 | 205 | 8 | 5.86 | 414 | 26.62 | 27.94 | 7.1 | 20.84 | 22.38 | 1000 | 616.3 | 0.1933 | 0.3235 | 0.7845 | 0.4835
Kadmat | 2025-07-24 09:00 | 7 | 205 | 9 | 7.15 | 494.4 | 26.99 | 27.97 | 7.1 | 20.87 | 23.69 | 1000 | 610.3 | 0.3511 | 0.3836 | 0.7889 | 0.5117
Kadmat | 2025-07-24 10:00 | 7 | 205 | 10 | 6.12 | 632 | 27.35 | 28.01 | 7.1 | 20.91 | 21.18 | 1000 | 655.8 | 0.2214 | 0.4851 | 0.7932 | 0.4574
Kadmat | 2025-07-24 11:00 | 7 | 205 | 11 | 6.6 | 748.6 | 27.79 | 28.05 | 7.1 | 20.95 | 20.78 | 1000 | 697.6 | 0.2772 | 0.5688 | 0.7973 | 0.4488
Kadmat | 2025-07-24 12:00 | 7 | 205 | 12 | 6.62 | 722.7 | 28.15 | 28.08 | 7.1 | 20.98 | 22.61 | 1000 | 643.5 | 0.2808 | 0.5495 | 0.8008 | 0.4884
Kadmat | 2025-07-24 13:00 | 7 | 205 | 13 | 7.73 | 822.4 | 28.33 | 28.1 | 7.1 | 21 | 20.35 | 1000 | 679.8 | 0.4381 | 0.6204 | 0.8035 | 0.4396
Kadmat | 2025-07-24 14:00 | 7 | 205 | 14 | 9.5 | 712 | 28.13 | 28.12 | 7.1 | 21.02 | 20.69 | 1000 | 647 | 0.716 | 0.5418 | 0.8051 | 0.4469
Kadmat | 2025-07-24 15:00 | 7 | 205 | 15 | 7.37 | 608.5 | 27.81 | 28.12 | 7.1 | 21.02 | 18.99 | 1000 | 639.7 | 0.3826 | 0.467 | 0.8057 | 0.4102
Kadmat | 2025-07-24 16:00 | 7 | 205 | 16 | 6.08 | 450.7 | 27.51 | 28.12 | 7.1 | 21.02 | 19.89 | 1000 | 653.8 | 0.2167 | 0.3501 | 0.805 | 0.4296
Kadmat | 2025-07-24 17:00 | 7 | 205 | 17 | 4.57 | 288.5 | 27.44 | 28.1 | 7.1 | 21 | 22.47 | 1000 | 731.8 | 0.086 | 0.2267 | 0.8033 | 0.4853
Kadmat | 2025-07-24 18:00 | 7 | 205 | 18 | 3.33 | 69.4 | 27.31 | 28.08 | 7.1 | 20.98 | 25.05 | 1000 | 832.5 | 0.021 | 0.0554 | 0.8005 | 0.5411
Kadmat | 2025-07-24 19:00 | 7 | 205 | 19 | 4.99 | 0 | 26.91 | 28.04 | 7.1 | 20.94 | 27.04 | 1000 | 859.5 | 0.1161 | 0 | 0.7969 | 0.5841
Kadmat | 2025-07-24 20:00 | 7 | 205 | 20 | 6.48 | 0 | 26.43 | 28.01 | 7.1 | 20.91 | 25.68 | 1000 | 811.7 | 0.262 | 0 | 0.7928 | 0.5547
Kadmat | 2025-07-24 21:00 | 7 | 205 | 21 | 5.67 | 0 | 26.19 | 27.97 | 7.1 | 20.87 | 24.9 | 1000 | 764.2 | 0.1749 | 0 | 0.7883 | 0.5379
Kadmat | 2025-07-24 22:00 | 7 | 205 | 22 | 7.56 | 0 | 26.02 | 27.93 | 7.1 | 20.83 | 25.21 | 1000 | 700.1 | 0.4112 | 0 | 0.7839 | 0.5446
Kadmat | 2025-07-24 23:00 | 7 | 205 | 23 | 7.75 | 0 | 25.54 | 27.89 | 7.1 | 20.79 | 25.83 | 1000 | 544.6 | 0.4412 | 0 | 0.7798 | 0.5579
Kadmat | 2025-07-25 00:00 | 7 | 206 | 0 | 6.24 | 0 | 25.28 | 27.86 | 7.1 | 20.76 | 28.96 | 1000 | 465.8 | 0.2347 | 0 | 0.7762 | 0.6254
Kadmat | 2025-07-25 01:00 | 7 | 206 | 1 | 6.51 | 0 | 25 | 27.84 | 7.1 | 20.74 | 28.78 | 1000 | 459.6 | 0.2656 | 0 | 0.7735 | 0.6215
Kadmat | 2025-07-25 02:00 | 7 | 206 | 2 | 6.92 | 0 | 24.82 | 27.82 | 7.1 | 20.72 | 26.76 | 1000 | 410.6 | 0.3193 | 0 | 0.7717 | 0.5779
Kadmat | 2025-07-25 03:00 | 7 | 206 | 3 | 7.51 | 0 | 24.93 | 27.82 | 7.1 | 20.72 | 30.01 | 1000 | 409.3 | 0.4031 | 0 | 0.7711 | 0.6482
Kadmat | 2025-07-25 04:00 | 7 | 206 | 4 | 8.08 | 0 | 25.11 | 27.82 | 7.1 | 20.72 | 30.61 | 1000 | 431.6 | 0.4939 | 0 | 0.7717 | 0.6611
Kadmat | 2025-07-25 05:00 | 7 | 206 | 5 | 7.38 | 0 | 25.49 | 27.84 | 7.1 | 20.74 | 31.17 | 1000 | 468.9 | 0.3843 | 0 | 0.7733 | 0.6734
Kadmat | 2025-07-25 06:00 | 7 | 206 | 6 | 8.26 | 0 | 25.92 | 27.86 | 7.1 | 20.76 | 32.73 | 1000 | 481.5 | 0.5229 | 0 | 0.7759 | 0.707
Kadmat | 2025-07-25 07:00 | 7 | 206 | 7 | 7.98 | 138.2 | 26.31 | 27.89 | 7.1 | 20.79 | 35.51 | 1000 | 569.3 | 0.4773 | 0.1102 | 0.7794 | 0.767
Kadmat | 2025-07-25 08:00 | 7 | 206 | 8 | 8.08 | 275.3 | 26.7 | 27.93 | 7.1 | 20.83 | 37.26 | 1000 | 598.7 | 0.4938 | 0.2171 | 0.7834 | 0.8049
Kadmat | 2025-07-25 09:00 | 7 | 206 | 9 | 7.3 | 350.4 | 27.13 | 27.96 | 7.1 | 20.86 | 41.39 | 1000 | 625.1 | 0.3724 | 0.2745 | 0.7878 | 0.894
Kadmat | 2025-07-25 10:00 | 7 | 206 | 10 | 8.33 | 369.8 | 27.61 | 28 | 7.1 | 20.9 | 47.89 | 1000 | 657.6 | 0.5354 | 0.2888 | 0.7921 | 0.9
Kadmat | 2025-07-25 11:00 | 7 | 206 | 11 | 7.19 | 524.7 | 27.84 | 28.04 | 7.1 | 20.94 | 48.91 | 1000 | 676.5 | 0.3573 | 0.405 | 0.7962 | 0.9
Kadmat | 2025-07-25 12:00 | 7 | 206 | 12 | 8.66 | 640.8 | 28.08 | 28.07 | 7.1 | 20.97 | 47.16 | 1000 | 692.9 | 0.5883 | 0.4902 | 0.7997 | 0.9
Kadmat | 2025-07-25 13:00 | 7 | 206 | 13 | 9.43 | 602.9 | 28.43 | 28.09 | 7.1 | 20.99 | 45.6 | 1000 | 663.2 | 0.7061 | 0.4619 | 0.8024 | 0.9
Kadmat | 2025-07-25 14:00 | 7 | 206 | 14 | 9.56 | 609 | 28.46 | 28.11 | 7.1 | 21.01 | 42.26 | 1000 | 649.6 | 0.7244 | 0.4663 | 0.804 | 0.9
Kadmat | 2025-07-25 15:00 | 7 | 206 | 15 | 8.88 | 493.4 | 28.45 | 28.11 | 7.1 | 21.01 | 45.33 | 1000 | 640.8 | 0.6233 | 0.3808 | 0.8046 | 0.9
Kadmat | 2025-07-25 16:00 | 7 | 206 | 16 | 7.02 | 317.8 | 28.14 | 28.11 | 7.1 | 21.01 | 41.57 | 1000 | 680.8 | 0.3317 | 0.2486 | 0.8039 | 0.8978
Kadmat | 2025-07-25 17:00 | 7 | 206 | 17 | 8.34 | 239.9 | 27.96 | 28.09 | 7.1 | 20.99 | 41.47 | 1000 | 700.6 | 0.5376 | 0.1888 | 0.8022 | 0.8959
Kadmat | 2025-07-25 18:00 | 7 | 206 | 18 | 7.9 | 49.3 | 27.56 | 28.07 | 7.1 | 20.97 | 46.3 | 1000 | 826.6 | 0.4644 | 0.0394 | 0.7994 | 0.9
Kadmat | 2025-07-25 19:00 | 7 | 206 | 19 | 8.94 | 0 | 27.12 | 28.04 | 7.1 | 20.94 | 46.11 | 1000 | 789.7 | 0.6331 | 0 | 0.7958 | 0.9
Kadmat | 2025-07-25 20:00 | 7 | 206 | 20 | 9.24 | 0 | 26.63 | 28 | 7.1 | 20.9 | 43.77 | 1000 | 814 | 0.6775 | 0 | 0.7917 | 0.9
Kadmat | 2025-07-25 21:00 | 7 | 206 | 21 | 7.96 | 0 | 26.22 | 27.96 | 7.1 | 20.86 | 42.15 | 1000 | 732.6 | 0.4746 | 0 | 0.7872 | 0.9
Kadmat | 2025-07-25 22:00 | 7 | 206 | 22 | 8.56 | 0 | 25.72 | 27.92 | 7.1 | 20.82 | 43.62 | 1000 | 632.5 | 0.5721 | 0 | 0.7828 | 0.9
Kadmat | 2025-07-25 23:00 | 7 | 206 | 23 | 10.06 | 0 | 25.24 | 27.88 | 7.1 | 20.78 | 46.97 | 1000 | 515 | 0.789 | 0 | 0.7787 | 0.9
Kadmat | 2025-07-26 00:00 | 7 | 207 | 0 | 8.17 | 0 | 25.08 | 27.85 | 7.1 | 20.75 | 42.51 | 1000 | 459.8 | 0.5086 | 0 | 0.7751 | 0.9
Kadmat | 2025-07-26 01:00 | 7 | 207 | 1 | 7.61 | 0 | 24.94 | 27.83 | 7.1 | 20.73 | 36.29 | 1000 | 415 | 0.4191 | 0 | 0.7724 | 0.7838
Kadmat | 2025-07-26 02:00 | 7 | 207 | 2 | 8.13 | 0 | 24.86 | 27.81 | 7.1 | 20.71 | 36.78 | 1000 | 424.3 | 0.5015 | 0 | 0.7707 | 0.7945
Kadmat | 2025-07-26 03:00 | 7 | 207 | 3 | 8.63 | 0 | 24.86 | 27.81 | 7.1 | 20.71 | 37.82 | 1000 | 421.1 | 0.5836 | 0 | 0.77 | 0.8169
Kadmat | 2025-07-26 04:00 | 7 | 207 | 4 | 8.54 | 0 | 24.93 | 27.81 | 7.1 | 20.71 | 40.27 | 1000 | 405.5 | 0.5703 | 0 | 0.7706 | 0.8698
Kadmat | 2025-07-26 05:00 | 7 | 207 | 5 | 7.19 | 0 | 25.39 | 27.83 | 7.1 | 20.73 | 39.88 | 1000 | 460.8 | 0.3565 | 0 | 0.7722 | 0.8614
Kadmat | 2025-07-26 06:00 | 7 | 207 | 6 | 7.5 | 0 | 25.75 | 27.85 | 7.1 | 20.75 | 40.25 | 1000 | 532.8 | 0.401 | 0 | 0.7748 | 0.8694
Kadmat | 2025-07-26 07:00 | 7 | 207 | 7 | 7.62 | 134 | 25.91 | 27.88 | 7.1 | 20.78 | 36.41 | 1000 | 549.7 | 0.4209 | 0.107 | 0.7783 | 0.7864
Kadmat | 2025-07-26 08:00 | 7 | 207 | 8 | 6.45 | 332.4 | 26.48 | 27.92 | 7.1 | 20.82 | 36.52 | 1000 | 601.2 | 0.2591 | 0.2613 | 0.7823 | 0.7888
Kadmat | 2025-07-26 09:00 | 7 | 207 | 9 | 7.1 | 528.4 | 26.91 | 27.95 | 7.1 | 20.85 | 34.98 | 1000 | 615.3 | 0.3443 | 0.4092 | 0.7867 | 0.7556
Kadmat | 2025-07-26 10:00 | 7 | 207 | 10 | 6.38 | 551.1 | 27.44 | 27.99 | 7.1 | 20.89 | 36.2 | 1000 | 648.1 | 0.251 | 0.4253 | 0.791 | 0.782
Kadmat | 2025-07-26 11:00 | 7 | 207 | 11 | 7.89 | 720.4 | 27.4 | 28.03 | 7.1 | 20.93 | 37.63 | 1000 | 685 | 0.4626 | 0.5494 | 0.7951 | 0.8129
Kadmat | 2025-07-26 12:00 | 7 | 207 | 12 | 8.09 | 699.7 | 27.63 | 28.06 | 7.1 | 20.96 | 35.55 | 1000 | 702.4 | 0.4949 | 0.5339 | 0.7986 | 0.768
Kadmat | 2025-07-26 13:00 | 7 | 207 | 13 | 7.13 | 719.9 | 27.93 | 28.08 | 7.1 | 20.98 | 40.36 | 1000 | 668 | 0.3487 | 0.5479 | 0.8013 | 0.8717
Kadmat | 2025-07-26 14:00 | 7 | 207 | 14 | 5.09 | 690.6 | 27.88 | 28.1 | 7.1 | 21 | 38.1 | 1000 | 664.8 | 0.1241 | 0.5268 | 0.8029 | 0.823
Kadmat | 2025-07-26 15:00 | 7 | 207 | 15 | 5.18 | 511.5 | 27.89 | 28.1 | 7.1 | 21 | 36.46 | 1000 | 625.8 | 0.1317 | 0.3951 | 0.8035 | 0.7874
Kadmat | 2025-07-26 16:00 | 7 | 207 | 16 | 5.67 | 374.9 | 27.63 | 28.1 | 7.1 | 21 | 35.76 | 1000 | 663.1 | 0.1751 | 0.2927 | 0.8028 | 0.7724
Kadmat | 2025-07-26 17:00 | 7 | 207 | 17 | 6.69 | 241.6 | 27.5 | 28.08 | 7.1 | 20.98 | 38.28 | 1000 | 700.4 | 0.2888 | 0.1904 | 0.8011 | 0.8269
Kadmat | 2025-07-26 18:00 | 7 | 207 | 18 | 6 | 59.3 | 27.34 | 28.06 | 7.1 | 20.96 | 44.6 | 1000 | 875.7 | 0.2075 | 0.0474 | 0.7983 | 0.9
Kadmat | 2025-07-26 19:00 | 7 | 207 | 19 | 8.36 | 0 | 26.8 | 28.03 | 7.1 | 20.93 | 41.4 | 1000 | 804.3 | 0.5396 | 0 | 0.7947 | 0.8941
Kadmat | 2025-07-26 20:00 | 7 | 207 | 20 | 9.35 | 0 | 26.26 | 27.99 | 7.1 | 20.89 | 41.7 | 1000 | 786.3 | 0.6943 | 0 | 0.7906 | 0.9
Kadmat | 2025-07-26 21:00 | 7 | 207 | 21 | 10.2 | 0 | 25.85 | 27.95 | 7.1 | 20.85 | 40.35 | 1000 | 771 | 0.805 | 0 | 0.7861 | 0.8715
Kadmat | 2025-07-26 22:00 | 7 | 207 | 22 | 8.13 | 0 | 25.65 | 27.91 | 7.1 | 20.81 | 45.99 | 1000 | 653.9 | 0.5019 | 0 | 0.7817 | 0.9
Kadmat | 2025-07-26 23:00 | 7 | 207 | 23 | 7.8 | 0 | 25.34 | 27.87 | 7.1 | 20.77 | 52.8 | 1000 | 534.5 | 0.4481 | 0 | 0.7776 | 0.9
Kadmat | 2025-07-27 00:00 | 7 | 208 | 0 | 7.51 | 0 | 25.3 | 27.84 | 7.1 | 20.74 | 53.2 | 1000 | 488.4 | 0.4029 | 0 | 0.774 | 0.9
Kadmat | 2025-07-27 01:00 | 7 | 208 | 1 | 6.54 | 0 | 25.13 | 27.82 | 7.1 | 20.72 | 50.55 | 1000 | 419.3 | 0.2698 | 0 | 0.7713 | 0.9
Kadmat | 2025-07-27 02:00 | 7 | 208 | 2 | 6.76 | 0 | 25.18 | 27.8 | 7.1 | 20.7 | 47.15 | 1000 | 431.5 | 0.2978 | 0 | 0.7696 | 0.9
Kadmat | 2025-07-27 03:00 | 7 | 208 | 3 | 9.33 | 0 | 25.34 | 27.8 | 7.1 | 20.7 | 49.8 | 1000 | 418.4 | 0.6911 | 0 | 0.7689 | 0.9
Kadmat | 2025-07-27 04:00 | 7 | 208 | 4 | 11.79 | 0 | 25.53 | 27.8 | 7.1 | 20.7 | 55.51 | 1000 | 410.6 | 0.8978 | 0 | 0.7695 | 0.9
Kadmat | 2025-07-27 05:00 | 7 | 208 | 5 | 11.36 | 0 | 25.74 | 27.82 | 7.1 | 20.72 | 56.7 | 1000 | 446 | 0.8889 | 0 | 0.7711 | 0.9
Kadmat | 2025-07-27 06:00 | 7 | 208 | 6 | 12.09 | 0 | 26.16 | 27.84 | 7.1 | 20.74 | 54.47 | 1000 | 495 | 0.9 | 0 | 0.7738 | 0.9
Kadmat | 2025-07-27 07:00 | 7 | 208 | 7 | 11.75 | 96.2 | 26.6 | 27.87 | 7.1 | 20.77 | 53.61 | 1000 | 590.1 | 0.8973 | 0.0769 | 0.7772 | 0.9
Kadmat | 2025-07-27 08:00 | 7 | 208 | 8 | 12.02 | 183.5 | 26.74 | 27.91 | 7.1 | 20.81 | 54.72 | 1000 | 578.1 | 0.9 | 0.1457 | 0.7812 | 0.9
Kadmat | 2025-07-27 09:00 | 7 | 208 | 9 | 11.68 | 304.9 | 27.24 | 27.94 | 7.1 | 20.84 | 56.57 | 1000 | 621.9 | 0.8965 | 0.2396 | 0.7856 | 0.9
Kadmat | 2025-07-27 10:00 | 7 | 208 | 10 | 9.3 | 390.7 | 27.44 | 27.98 | 7.1 | 20.88 | 60.06 | 1000 | 671.1 | 0.6875 | 0.3049 | 0.7899 | 0.9
Kadmat | 2025-07-27 11:00 | 7 | 208 | 11 | 9.37 | 436.9 | 27.84 | 28.02 | 7.1 | 20.92 | 64.39 | 1000 | 653.3 | 0.6974 | 0.3393 | 0.794 | 0.9
Kadmat | 2025-07-27 12:00 | 7 | 208 | 12 | 10.61 | 430.9 | 28.23 | 28.05 | 7.1 | 20.95 | 64.9 | 1000 | 651.6 | 0.845 | 0.3343 | 0.7975 | 0.9
Kadmat | 2025-07-27 13:00 | 7 | 208 | 13 | 10.62 | 468 | 28.38 | 28.07 | 7.1 | 20.97 | 64.94 | 1000 | 671.7 | 0.8457 | 0.362 | 0.8002 | 0.9
Kadmat | 2025-07-27 14:00 | 7 | 208 | 14 | 10.12 | 370.9 | 28.41 | 28.09 | 7.1 | 20.99 | 64.65 | 1000 | 656.9 | 0.7958 | 0.2888 | 0.8018 | 0.9
Kadmat | 2025-07-27 15:00 | 7 | 208 | 15 | 9.72 | 329.9 | 28.44 | 28.09 | 7.1 | 20.99 | 74.31 | 1000 | 671.3 | 0.7462 | 0.2576 | 0.8024 | 0.9
Kadmat | 2025-07-27 16:00 | 7 | 208 | 16 | 7.79 | 244.8 | 28.2 | 28.09 | 7.1 | 20.99 | 69.79 | 1000 | 695.8 | 0.4472 | 0.1925 | 0.8017 | 0.9
Kadmat | 2025-07-27 17:00 | 7 | 208 | 17 | 6.31 | 156.6 | 27.94 | 28.07 | 7.1 | 20.97 | 84.15 | 1000 | 784.5 | 0.2422 | 0.124 | 0.8 | 0.9
Kadmat | 2025-07-27 18:00 | 7 | 208 | 18 | 5.75 | 34.4 | 27.5 | 28.05 | 7.1 | 20.95 | 70.8 | 1000 | 803.6 | 0.1828 | 0.0275 | 0.7972 | 0.9
Kadmat | 2025-07-27 19:00 | 7 | 208 | 19 | 5.04 | 0 | 27.25 | 28.02 | 7.1 | 20.92 | 67.73 | 1000 | 842.8 | 0.1199 | 0 | 0.7936 | 0.9
Kadmat | 2025-07-27 20:00 | 7 | 208 | 20 | 6.02 | 0 | 26.77 | 27.98 | 7.1 | 20.88 | 70.17 | 1000 | 836.7 | 0.2098 | 0 | 0.7895 | 0.9
Kadmat | 2025-07-27 21:00 | 7 | 208 | 21 | 5.88 | 0 | 26.46 | 27.94 | 7.1 | 20.84 | 67.02 | 1000 | 747.6 | 0.1955 | 0 | 0.785 | 0.9
Kadmat | 2025-07-27 22:00 | 7 | 208 | 22 | 4.5 | 0 | 25.97 | 27.9 | 7.1 | 20.8 | 66.88 | 1000 | 657.7 | 0.0808 | 0 | 0.7806 | 0.9
Kadmat | 2025-07-27 23:00 | 7 | 208 | 23 | 3.93 | 0 | 25.58 | 27.86 | 7.1 | 20.76 | 64.14 | 1000 | 568.1 | 0.0473 | 0 | 0.7765 | 0.9
Kadmat | 2025-07-28 00:00 | 7 | 209 | 0 | 3.7 | 0 | 25.33 | 27.83 | 7.1 | 20.73 | 62.16 | 1000 | 433.9 | 0.0364 | 0 | 0.7729 | 0.9
Kadmat | 2025-07-28 01:00 | 7 | 209 | 1 | 4.37 | 0 | 25.04 | 27.81 | 7.1 | 20.71 | 70.88 | 1000 | 448.8 | 0.0731 | 0 | 0.7702 | 0.9
Kadmat | 2025-07-28 02:00 | 7 | 209 | 2 | 4.94 | 0 | 25.11 | 27.79 | 7.1 | 20.69 | 69.16 | 1000 | 403.5 | 0.1124 | 0 | 0.7685 | 0.9
Kadmat | 2025-07-28 03:00 | 7 | 209 | 3 | 6.31 | 0 | 24.88 | 27.79 | 7.1 | 20.69 | 65.37 | 1000 | 421.5 | 0.2424 | 0 | 0.7679 | 0.9
Kadmat | 2025-07-28 04:00 | 7 | 209 | 4 | 4.38 | 0 | 25.05 | 27.79 | 7.1 | 20.69 | 70.45 | 1000 | 431.9 | 0.0739 | 0 | 0.7684 | 0.9
Kadmat | 2025-07-28 05:00 | 7 | 209 | 5 | 2.66 | 0 | 25.36 | 27.81 | 7.1 | 20.71 | 75.53 | 1000 | 442.8 | 0.0028 | 0 | 0.77 | 0.9
Kadmat | 2025-07-28 06:00 | 7 | 209 | 6 | 2.82 | 0 | 25.72 | 27.83 | 7.1 | 20.73 | 72.26 | 1000 | 497.4 | 0.0058 | 0 | 0.7727 | 0.9
Kadmat | 2025-07-28 07:00 | 7 | 209 | 7 | 2.9 | 81.2 | 26.14 | 27.86 | 7.1 | 20.76 | 81.1 | 1000 | 573.8 | 0.0073 | 0.065 | 0.7761 | 0.9
Kadmat | 2025-07-28 08:00 | 7 | 209 | 8 | 3.02 | 204.5 | 26.69 | 27.9 | 7.1 | 20.8 | 74.64 | 1000 | 578 | 0.0099 | 0.1621 | 0.7802 | 0.9
Kadmat | 2025-07-28 09:00 | 7 | 209 | 9 | 3.29 | 248.2 | 27.06 | 27.94 | 7.1 | 20.84 | 71.18 | 1000 | 642.9 | 0.0194 | 0.1959 | 0.7845 | 0.9
Kadmat | 2025-07-28 10:00 | 7 | 209 | 10 | 2.55 | 358.4 | 27.4 | 27.97 | 7.1 | 20.87 | 79.93 | 1000 | 657.1 | 0.0009 | 0.2804 | 0.7889 | 0.9
Kadmat | 2025-07-28 11:00 | 7 | 209 | 11 | 3.37 | 431.2 | 27.62 | 28.01 | 7.1 | 20.91 | 75.27 | 1000 | 724.2 | 0.0223 | 0.3353 | 0.7929 | 0.9
Kadmat | 2025-07-28 12:00 | 7 | 209 | 12 | 3.47 | 414.2 | 27.74 | 28.04 | 7.1 | 20.94 | 77.63 | 1000 | 658.1 | 0.026 | 0.3223 | 0.7964 | 0.9
Kadmat | 2025-07-28 13:00 | 7 | 209 | 13 | 4 | 381.9 | 27.87 | 28.06 | 7.1 | 20.96 | 88.66 | 1000 | 669.9 | 0.0503 | 0.2977 | 0.7991 | 0.9
Kadmat | 2025-07-28 14:00 | 7 | 209 | 14 | 4.08 | 368.3 | 27.9 | 28.08 | 7.1 | 20.98 | 83.6 | 1000 | 640.7 | 0.0551 | 0.2874 | 0.8007 | 0.9
Kadmat | 2025-07-28 15:00 | 7 | 209 | 15 | 5.55 | 317.9 | 27.78 | 28.08 | 7.1 | 20.98 | 83.27 | 1000 | 610.6 | 0.1634 | 0.249 | 0.8013 | 0.9
Kadmat | 2025-07-28 16:00 | 7 | 209 | 16 | 4.44 | 251.6 | 27.69 | 28.08 | 7.1 | 20.98 | 75.52 | 1000 | 653 | 0.0775 | 0.1981 | 0.8006 | 0.9
Kadmat | 2025-07-28 17:00 | 7 | 209 | 17 | 4.29 | 153.4 | 27.63 | 28.06 | 7.1 | 20.96 | 82.76 | 1000 | 744.1 | 0.0684 | 0.1216 | 0.7989 | 0.9
Kadmat | 2025-07-28 18:00 | 7 | 209 | 18 | 4.53 | 38.8 | 27.38 | 28.04 | 7.1 | 20.94 | 86.08 | 1000 | 806.3 | 0.083 | 0.031 | 0.7961 | 0.9
Kadmat | 2025-07-28 19:00 | 7 | 209 | 19 | 3.88 | 0 | 26.92 | 28.01 | 7.1 | 20.91 | 82.45 | 1000 | 847.9 | 0.0446 | 0 | 0.7925 | 0.9
Kadmat | 2025-07-28 20:00 | 7 | 209 | 20 | 3.64 | 0 | 26.77 | 27.97 | 7.1 | 20.87 | 81.56 | 1000 | 843.8 | 0.0338 | 0 | 0.7884 | 0.9
Kadmat | 2025-07-28 21:00 | 7 | 209 | 21 | 3.3 | 0 | 26.16 | 27.93 | 7.1 | 20.83 | 69.15 | 1000 | 765.8 | 0.0197 | 0 | 0.784 | 0.9
Kadmat | 2025-07-28 22:00 | 7 | 209 | 22 | 3.61 | 0 | 25.79 | 27.89 | 7.1 | 20.79 | 69.24 | 1000 | 636.7 | 0.0322 | 0 | 0.7795 | 0.9
Kadmat | 2025-07-28 23:00 | 7 | 209 | 23 | 2.79 | 0 | 25.53 | 27.85 | 7.1 | 20.75 | 58.11 | 1000 | 544.8 | 0.0052 | 0 | 0.7754 | 0.9
Kadmat | 2025-07-29 00:00 | 7 | 210 | 0 | 2.93 | 0 | 25.27 | 27.82 | 7.1 | 20.72 | 62.24 | 1000 | 447.1 | 0.0078 | 0 | 0.7718 | 0.9
Kadmat | 2025-07-29 01:00 | 7 | 210 | 1 | 1.89 | 0 | 25.01 | 27.8 | 7.1 | 20.7 | 65.28 | 1000 | 448.1 | 0 | 0 | 0.7691 | 0.9
Kadmat | 2025-07-29 02:00 | 7 | 210 | 2 | 1.65 | 0 | 24.8 | 27.78 | 7.1 | 20.68 | 69.63 | 1000 | 410.5 | 0 | 0 | 0.7674 | 0.9
Kadmat | 2025-07-29 03:00 | 7 | 210 | 3 | 2.59 | 0 | 24.98 | 27.78 | 7.1 | 20.68 | 68.15 | 1000 | 406.1 | 0.0015 | 0 | 0.7668 | 0.9
Kadmat | 2025-07-29 04:00 | 7 | 210 | 4 | 2.77 | 0 | 25.08 | 27.78 | 7.1 | 20.68 | 66.25 | 1000 | 419.7 | 0.0049 | 0 | 0.7673 | 0.9
Kadmat | 2025-07-29 05:00 | 7 | 210 | 5 | 2.73 | 0 | 25.24 | 27.8 | 7.1 | 20.7 | 74.94 | 1000 | 465.1 | 0.0042 | 0 | 0.7689 | 0.9
Kadmat | 2025-07-29 06:00 | 7 | 210 | 6 | 2.44 | 0 | 25.81 | 27.82 | 7.1 | 20.72 | 70.01 | 1000 | 522.3 | 0 | 0 | 0.7716 | 0.9
Kadmat | 2025-07-29 07:00 | 7 | 210 | 7 | 3.65 | 86.4 | 26.14 | 27.85 | 7.1 | 20.75 | 67.76 | 1000 | 548.3 | 0.0342 | 0.0692 | 0.775 | 0.9
Kadmat | 2025-07-29 08:00 | 7 | 210 | 8 | 3.86 | 222.9 | 26.54 | 27.89 | 7.1 | 20.79 | 69.32 | 1000 | 564.9 | 0.044 | 0.1765 | 0.7791 | 0.9
Kadmat | 2025-07-29 09:00 | 7 | 210 | 9 | 3.32 | 361.6 | 27.08 | 27.93 | 7.1 | 20.83 | 65.07 | 1000 | 627.5 | 0.0206 | 0.2831 | 0.7834 | 0.9
Kadmat | 2025-07-29 10:00 | 7 | 210 | 10 | 3.78 | 391.6 | 27.41 | 27.96 | 7.1 | 20.86 | 58.27 | 1000 | 671.9 | 0.0403 | 0.3056 | 0.7878 | 0.9
Kadmat | 2025-07-29 11:00 | 7 | 210 | 11 | 5.14 | 485.4 | 27.92 | 28 | 7.1 | 20.9 | 59.51 | 1000 | 666.2 | 0.1289 | 0.3756 | 0.7918 | 0.9
Kadmat | 2025-07-29 12:00 | 7 | 210 | 12 | 6.65 | 481.1 | 28.23 | 28.03 | 7.1 | 20.93 | 52.15 | 1000 | 670.6 | 0.284 | 0.372 | 0.7953 | 0.9
Kadmat | 2025-07-29 13:00 | 7 | 210 | 13 | 6.19 | 549.8 | 28.19 | 28.05 | 7.1 | 20.95 | 53.9 | 1000 | 657.4 | 0.2286 | 0.4231 | 0.798 | 0.9
Kadmat | 2025-07-29 14:00 | 7 | 210 | 14 | 7.29 | 437 | 28.13 | 28.07 | 7.1 | 20.97 | 56.29 | 1000 | 646.5 | 0.3706 | 0.339 | 0.7996 | 0.9
Kadmat | 2025-07-29 15:00 | 7 | 210 | 15 | 7.32 | 399.3 | 28.15 | 28.07 | 7.1 | 20.97 | 57.38 | 1000 | 648.5 | 0.3753 | 0.3106 | 0.8002 | 0.9
Kadmat | 2025-07-29 16:00 | 7 | 210 | 16 | 8.75 | 261 | 27.99 | 28.07 | 7.1 | 20.97 | 63.3 | 1000 | 695.3 | 0.6031 | 0.2051 | 0.7995 | 0.9
Kadmat | 2025-07-29 17:00 | 7 | 210 | 17 | 7.34 | 166.5 | 27.71 | 28.05 | 7.1 | 20.95 | 51.4 | 1000 | 726.1 | 0.3782 | 0.1318 | 0.7978 | 0.9
Kadmat | 2025-07-29 18:00 | 7 | 210 | 18 | 7.45 | 45.4 | 27.36 | 28.03 | 7.1 | 20.93 | 53.54 | 1000 | 811.8 | 0.3941 | 0.0363 | 0.795 | 0.9
Kadmat | 2025-07-29 19:00 | 7 | 210 | 19 | 6.85 | 0 | 26.91 | 28 | 7.1 | 20.9 | 48.13 | 1000 | 828.4 | 0.3098 | 0 | 0.7914 | 0.9
Kadmat | 2025-07-29 20:00 | 7 | 210 | 20 | 5.42 | 0 | 26.46 | 27.96 | 7.1 | 20.86 | 51.2 | 1000 | 804.8 | 0.1521 | 0 | 0.7873 | 0.9
Kadmat | 2025-07-29 21:00 | 7 | 210 | 21 | 4.43 | 0 | 26.07 | 27.92 | 7.1 | 20.82 | 47.4 | 1000 | 763.1 | 0.0769 | 0 | 0.7829 | 0.9
Kadmat | 2025-07-29 22:00 | 7 | 210 | 22 | 4.46 | 0 | 25.69 | 27.88 | 7.1 | 20.78 | 41.43 | 1000 | 620.1 | 0.0783 | 0 | 0.7784 | 0.8949
Kadmat | 2025-07-29 23:00 | 7 | 210 | 23 | 4.75 | 0 | 25.41 | 27.84 | 7.1 | 20.74 | 44.88 | 1000 | 557.5 | 0.0991 | 0 | 0.7743 | 0.9
Kadmat | 2025-07-30 00:00 | 7 | 211 | 0 | 5.11 | 0 | 25.32 | 27.81 | 7.1 | 20.71 | 42.86 | 1000 | 449.2 | 0.1259 | 0 | 0.7708 | 0.9
Kadmat | 2025-07-30 01:00 | 7 | 211 | 1 | 4 | 0 | 25.43 | 27.79 | 7.1 | 20.69 | 39.34 | 1000 | 450 | 0.0505 | 0 | 0.768 | 0.8496
Kadmat | 2025-07-30 02:00 | 7 | 211 | 2 | 5.43 | 0 | 25.3 | 27.77 | 7.1 | 20.67 | 39.19 | 1000 | 404.7 | 0.1529 | 0 | 0.7663 | 0.8464
Kadmat | 2025-07-30 03:00 | 7 | 211 | 3 | 4.93 | 0 | 25.4 | 27.77 | 7.1 | 20.67 | 33.9 | 1000 | 418.2 | 0.1116 | 0 | 0.7657 | 0.7323
Kadmat | 2025-07-30 04:00 | 7 | 211 | 4 | 4.77 | 0 | 25.6 | 27.77 | 7.1 | 20.67 | 35.79 | 1000 | 437.4 | 0.1007 | 0 | 0.7662 | 0.7731
Kadmat | 2025-07-30 05:00 | 7 | 211 | 5 | 5.18 | 0 | 25.96 | 27.79 | 7.1 | 20.69 | 33.57 | 1000 | 453.4 | 0.1322 | 0 | 0.7679 | 0.7252
Kadmat | 2025-07-30 06:00 | 7 | 211 | 6 | 5.39 | 0 | 26.42 | 27.81 | 7.1 | 20.71 | 30.85 | 1000 | 519.8 | 0.1493 | 0 | 0.7705 | 0.6664
Kadmat | 2025-07-30 07:00 | 7 | 211 | 7 | 5.26 | 95.1 | 26.48 | 27.84 | 7.1 | 20.74 | 30.25 | 1000 | 558.7 | 0.1384 | 0.076 | 0.7739 | 0.6533
Kadmat | 2025-07-30 08:00 | 7 | 211 | 8 | 6.86 | 211 | 26.87 | 27.88 | 7.1 | 20.78 | 30.83 | 1000 | 604.4 | 0.3117 | 0.1671 | 0.778 | 0.6659
Kadmat | 2025-07-30 09:00 | 7 | 211 | 9 | 7.57 | 314.8 | 27.35 | 27.92 | 7.1 | 20.82 | 30.69 | 1000 | 647.1 | 0.4117 | 0.247 | 0.7823 | 0.6629
Kadmat | 2025-07-30 10:00 | 7 | 211 | 10 | 7.59 | 364.1 | 27.63 | 27.95 | 7.1 | 20.85 | 31.17 | 1000 | 674 | 0.4157 | 0.2845 | 0.7867 | 0.6732
Kadmat | 2025-07-30 11:00 | 7 | 211 | 11 | 6.51 | 395.1 | 28.08 | 27.99 | 7.1 | 20.89 | 31.42 | 1000 | 669.1 | 0.2654 | 0.3075 | 0.7907 | 0.6787
Kadmat | 2025-07-30 12:00 | 7 | 211 | 12 | 7.24 | 466.8 | 28.31 | 28.02 | 7.1 | 20.92 | 32.09 | 1000 | 659.1 | 0.3642 | 0.3612 | 0.7942 | 0.6931
Kadmat | 2025-07-30 13:00 | 7 | 211 | 13 | 6.1 | 418.3 | 28.4 | 28.04 | 7.1 | 20.94 | 30.12 | 1000 | 643.2 | 0.2187 | 0.3246 | 0.7969 | 0.6505
Kadmat | 2025-07-30 14:00 | 7 | 211 | 14 | 8.56 | 415.7 | 28.44 | 28.06 | 7.1 | 20.96 | 31.4 | 1000 | 641.6 | 0.5722 | 0.3226 | 0.7985 | 0.6783
Kadmat | 2025-07-30 15:00 | 7 | 211 | 15 | 7.91 | 383.7 | 28.5 | 28.06 | 7.1 | 20.96 | 31.27 | 1000 | 645 | 0.4667 | 0.2984 | 0.7991 | 0.6754
Kadmat | 2025-07-30 16:00 | 7 | 211 | 16 | 6.25 | 268.1 | 28.36 | 28.06 | 7.1 | 20.96 | 32.84 | 1000 | 696.4 | 0.2359 | 0.2103 | 0.7984 | 0.7092
Kadmat | 2025-07-30 17:00 | 7 | 211 | 17 | 6.89 | 150 | 28 | 28.04 | 7.1 | 20.94 | 33.4 | 1000 | 732.8 | 0.315 | 0.1188 | 0.7967 | 0.7214
Kadmat | 2025-07-30 18:00 | 7 | 211 | 18 | 6.83 | 37.9 | 27.62 | 28.02 | 7.1 | 20.92 | 34.19 | 1000 | 777.3 | 0.3074 | 0.0303 | 0.7939 | 0.7385
Kadmat | 2025-07-30 19:00 | 7 | 211 | 19 | 6.73 | 0 | 27.19 | 27.99 | 7.1 | 20.89 | 41.34 | 1000 | 853 | 0.2946 | 0 | 0.7903 | 0.8929
Kadmat | 2025-07-30 20:00 | 7 | 211 | 20 | 6.7 | 0 | 26.88 | 27.95 | 7.1 | 20.85 | 36.25 | 1000 | 797.6 | 0.2901 | 0 | 0.7862 | 0.783
Kadmat | 2025-07-30 21:00 | 7 | 211 | 21 | 7.81 | 0 | 26.38 | 27.91 | 7.1 | 20.81 | 36.72 | 1000 | 728.5 | 0.4507 | 0 | 0.7818 | 0.7931
Kadmat | 2025-07-30 22:00 | 7 | 211 | 22 | 9.66 | 0 | 26 | 27.87 | 7.1 | 20.77 | 35.9 | 1000 | 655.9 | 0.7372 | 0 | 0.7773 | 0.7754
Kadmat | 2025-07-30 23:00 | 7 | 211 | 23 | 11.06 | 0 | 25.7 | 27.84 | 7.1 | 20.74 | 34.19 | 1000 | 550.9 | 0.8772 | 0 | 0.7732 | 0.7385
Kadmat | 2025-07-31 00:00 | 7 | 212 | 0 | 12.59 | 0 | 25.39 | 27.8 | 7.1 | 20.7 | 43.4 | 1000 | 444.8 | 0.9 | 0 | 0.7697 | 0.9
Kadmat | 2025-07-31 01:00 | 7 | 212 | 1 | 13.51 | 0 | 25.38 | 27.78 | 7.1 | 20.68 | 45.56 | 1000 | 422.8 | 0.9 | 0 | 0.7669 | 0.9
Kadmat | 2025-07-31 02:00 | 7 | 212 | 2 | 12.7 | 0 | 25.32 | 27.76 | 7.1 | 20.66 | 44.72 | 1000 | 400.4 | 0.9 | 0 | 0.7652 | 0.9
Kadmat | 2025-07-31 03:00 | 7 | 212 | 3 | 11.97 | 0 | 25.08 | 27.76 | 7.1 | 20.66 | 46.76 | 1000 | 390.7 | 0.8997 | 0 | 0.7646 | 0.9
Kadmat | 2025-07-31 04:00 | 7 | 212 | 4 | 12.62 | 0 | 25.2 | 27.76 | 7.1 | 20.66 | 44.46 | 1000 | 446.2 | 0.9 | 0 | 0.7651 | 0.9
Kadmat | 2025-07-31 05:00 | 7 | 212 | 5 | 11.33 | 0 | 25.43 | 27.78 | 7.1 | 20.68 | 40.03 | 1000 | 474.5 | 0.8878 | 0 | 0.7668 | 0.8647
Kadmat | 2025-07-31 06:00 | 7 | 212 | 6 | 11.09 | 0 | 25.7 | 27.8 | 7.1 | 20.7 | 41.24 | 1000 | 516.7 | 0.8782 | 0 | 0.7694 | 0.8909
Kadmat | 2025-07-31 07:00 | 7 | 212 | 7 | 11.04 | 101.8 | 25.9 | 27.83 | 7.1 | 20.73 | 41.18 | 1000 | 561.6 | 0.8764 | 0.0815 | 0.7728 | 0.8896
Kadmat | 2025-07-31 08:00 | 7 | 212 | 8 | 9.92 | 227.8 | 26.2 | 27.87 | 7.1 | 20.77 | 44.56 | 1000 | 610.1 | 0.7723 | 0.1806 | 0.7769 | 0.9
Kadmat | 2025-07-31 09:00 | 7 | 212 | 9 | 10.96 | 336.5 | 26.65 | 27.91 | 7.1 | 20.81 | 45.62 | 1000 | 640.2 | 0.8717 | 0.2643 | 0.7812 | 0.9
Kadmat | 2025-07-31 10:00 | 7 | 212 | 10 | 8.81 | 402.3 | 26.98 | 27.94 | 7.1 | 20.84 | 48.41 | 1000 | 652.2 | 0.6128 | 0.3142 | 0.7856 | 0.9
Kadmat | 2025-07-31 11:00 | 7 | 212 | 11 | 9.36 | 407.7 | 27.03 | 27.98 | 7.1 | 20.88 | 48.12 | 1000 | 667.6 | 0.6951 | 0.3183 | 0.7896 | 0.9
Kadmat | 2025-07-31 12:00 | 7 | 212 | 12 | 9.22 | 488.3 | 27.45 | 28.01 | 7.1 | 20.91 | 44.21 | 1000 | 686.9 | 0.6749 | 0.3785 | 0.7931 | 0.9
Kadmat | 2025-07-31 13:00 | 7 | 212 | 13 | 8.28 | 580.1 | 27.54 | 28.03 | 7.1 | 20.93 | 47.76 | 1000 | 686.1 | 0.5275 | 0.4465 | 0.7958 | 0.9
Kadmat | 2025-07-31 14:00 | 7 | 212 | 14 | 11.17 | 474.6 | 27.79 | 28.05 | 7.1 | 20.95 | 42.73 | 1000 | 651.9 | 0.8814 | 0.3677 | 0.7974 | 0.9
Kadmat | 2025-07-31 15:00 | 7 | 212 | 15 | 11.85 | 405.7 | 27.94 | 28.05 | 7.1 | 20.95 | 42.73 | 1000 | 666.8 | 0.8983 | 0.3157 | 0.798 | 0.9
Kadmat | 2025-07-31 16:00 | 7 | 212 | 16 | 10.75 | 257.6 | 27.83 | 28.05 | 7.1 | 20.95 | 45.13 | 1000 | 653.3 | 0.8558 | 0.2026 | 0.7973 | 0.9
Kadmat | 2025-07-31 17:00 | 7 | 212 | 17 | 12.42 | 157.6 | 27.45 | 28.03 | 7.1 | 20.93 | 44.74 | 1000 | 731.4 | 0.9 | 0.1249 | 0.7956 | 0.9
Kadmat | 2025-07-31 18:00 | 7 | 212 | 18 | 11.66 | 38.6 | 27.22 | 28.01 | 7.1 | 20.91 | 45.51 | 1000 | 842.8 | 0.8963 | 0.0309 | 0.7928 | 0.9
Kadmat | 2025-07-31 19:00 | 7 | 212 | 19 | 10.36 | 0 | 26.66 | 27.98 | 7.1 | 20.88 | 41.12 | 1000 | 833.2 | 0.8221 | 0 | 0.7892 | 0.8881
Kadmat | 2025-07-31 20:00 | 7 | 212 | 20 | 11.54 | 0 | 26.3 | 27.94 | 7.1 | 20.84 | 34.08 | 1000 | 780.1 | 0.895 | 0 | 0.7851 | 0.7362
Kadmat | 2025-07-31 21:00 | 7 | 212 | 21 | 12.12 | 0 | 26.06 | 27.9 | 7.1 | 20.8 | 35.23 | 1000 | 796.2 | 0.9 | 0 | 0.7807 | 0.7611
Kadmat | 2025-07-31 22:00 | 7 | 212 | 22 | 12.3 | 0 | 25.69 | 27.86 | 7.1 | 20.76 | 36.81 | 1000 | 648.6 | 0.9 | 0 | 0.7762 | 0.7952
Kadmat | 2025-07-31 23:00 | 7 | 212 | 23 | 12.91 | 0 | 25.33 | 27.83 | 7.1 | 20.73 | 34.15 | 1000 | 540 | 0.9 | 0 | 0.7721 | 0.7376
Kadmat | 2025-08-01 00:00 | 8 | 213 | 0 | 11.91 | 0 | 25.14 | 27.79 | 7.1 | 20.69 | 41.9 | 1000 | 468.9 | 0.899 | 0 | 0.7686 | 0.9
Kadmat | 2025-08-01 01:00 | 8 | 213 | 1 | 12.27 | 0 | 24.98 | 27.77 | 7.1 | 20.67 | 50 | 1000 | 429.5 | 0.9 | 0 | 0.7659 | 0.9
Kadmat | 2025-08-01 02:00 | 8 | 213 | 2 | 8.4 | 0 | 24.91 | 27.75 | 7.1 | 20.65 | 54.9 | 1000 | 410.5 | 0.5474 | 0 | 0.7641 | 0.9
Kadmat | 2025-08-01 03:00 | 8 | 213 | 3 | 5.8 | 0 | 24.92 | 27.75 | 7.1 | 20.65 | 55.1 | 1000 | 400.1 | 0.1871 | 0 | 0.7635 | 0.9
Kadmat | 2025-08-01 04:00 | 8 | 213 | 4 | 5.86 | 0 | 24.99 | 27.75 | 7.1 | 20.65 | 47.07 | 1000 | 400.1 | 0.1934 | 0 | 0.764 | 0.9
Kadmat | 2025-08-01 05:00 | 8 | 213 | 5 | 5.37 | 0 | 25.29 | 27.77 | 7.1 | 20.67 | 46.36 | 1000 | 461.6 | 0.1474 | 0 | 0.7657 | 0.9
Kadmat | 2025-08-01 06:00 | 8 | 213 | 6 | 5.53 | 0 | 25.67 | 27.79 | 7.1 | 20.69 | 38.97 | 1000 | 525.2 | 0.1614 | 0 | 0.7683 | 0.8419
Kadmat | 2025-08-01 07:00 | 8 | 213 | 7 | 5.08 | 192 | 25.89 | 27.82 | 7.1 | 20.72 | 39.77 | 1000 | 560 | 0.1233 | 0.1559 | 0.7718 | 0.8591
Kadmat | 2025-08-01 08:00 | 8 | 213 | 8 | 5.12 | 338.7 | 26.31 | 27.86 | 7.1 | 20.76 | 34.2 | 1000 | 623.1 | 0.1271 | 0.2718 | 0.7758 | 0.7387
Kadmat | 2025-08-01 09:00 | 8 | 213 | 9 | 6.6 | 623.3 | 26.54 | 27.9 | 7.1 | 20.8 | 35.06 | 1000 | 628.8 | 0.2777 | 0.4897 | 0.7801 | 0.7572
Kadmat | 2025-08-01 10:00 | 8 | 213 | 10 | 5.58 | 781.1 | 26.87 | 27.93 | 7.1 | 20.83 | 36.29 | 1000 | 619.2 | 0.1665 | 0.6059 | 0.7845 | 0.7838
Kadmat | 2025-08-01 11:00 | 8 | 213 | 11 | 6.39 | 797.7 | 27.2 | 27.97 | 7.1 | 20.87 | 42.09 | 1000 | 697 | 0.2519 | 0.6172 | 0.7885 | 0.9
Kadmat | 2025-08-01 12:00 | 8 | 213 | 12 | 7.8 | 817.9 | 27.26 | 28 | 7.1 | 20.9 | 39.36 | 1000 | 652.4 | 0.4492 | 0.6319 | 0.792 | 0.8501
Kadmat | 2025-08-01 13:00 | 8 | 213 | 13 | 8.59 | 841.2 | 27.21 | 28.02 | 7.1 | 20.92 | 40.98 | 1000 | 668.8 | 0.5772 | 0.6489 | 0.7947 | 0.8851
Kadmat | 2025-08-01 14:00 | 8 | 213 | 14 | 7.65 | 786.5 | 27.44 | 28.04 | 7.1 | 20.94 | 41.85 | 1000 | 646.2 | 0.4251 | 0.6086 | 0.7963 | 0.9
Kadmat | 2025-08-01 15:00 | 8 | 213 | 15 | 7.21 | 752.4 | 27.58 | 28.04 | 7.1 | 20.94 | 46.37 | 1000 | 664.2 | 0.3591 | 0.5833 | 0.7969 | 0.9
Kadmat | 2025-08-01 16:00 | 8 | 213 | 16 | 8.23 | 502.6 | 27.58 | 28.04 | 7.1 | 20.94 | 43.94 | 1000 | 668.6 | 0.518 | 0.3968 | 0.7962 | 0.9
Kadmat | 2025-08-01 17:00 | 8 | 213 | 17 | 7.89 | 294.5 | 27.31 | 28.02 | 7.1 | 20.92 | 36.29 | 1000 | 736.4 | 0.4636 | 0.2362 | 0.7945 | 0.7839
Kadmat | 2025-08-01 18:00 | 8 | 213 | 18 | 9.09 | 72.9 | 27.13 | 28 | 7.1 | 20.9 | 37.12 | 1000 | 810.3 | 0.656 | 0.0594 | 0.7917 | 0.8019
Kadmat | 2025-08-01 19:00 | 8 | 213 | 19 | 8.09 | 0 | 26.74 | 27.97 | 7.1 | 20.87 | 35.85 | 1000 | 845.7 | 0.4954 | 0 | 0.7882 | 0.7743
Kadmat | 2025-08-01 20:00 | 8 | 213 | 20 | 7.31 | 0 | 26.21 | 27.93 | 7.1 | 20.83 | 36.72 | 1000 | 814.5 | 0.3747 | 0 | 0.784 | 0.7931
Kadmat | 2025-08-01 21:00 | 8 | 213 | 21 | 7.3 | 0 | 25.91 | 27.89 | 7.1 | 20.79 | 34.51 | 1000 | 745.2 | 0.3725 | 0 | 0.7796 | 0.7455
Kadmat | 2025-08-01 22:00 | 8 | 213 | 22 | 7.23 | 0 | 25.37 | 27.85 | 7.1 | 20.75 | 28.87 | 1000 | 691.4 | 0.3631 | 0 | 0.7752 | 0.6235
Kadmat | 2025-08-01 23:00 | 8 | 213 | 23 | 5.94 | 0 | 24.97 | 27.82 | 7.1 | 20.72 | 31.45 | 1000 | 530.1 | 0.2011 | 0 | 0.771 | 0.6792
Kadmat | 2025-08-02 00:00 | 8 | 214 | 0 | 8.13 | 0 | 24.95 | 27.78 | 7.1 | 20.68 | 31.41 | 1000 | 482.4 | 0.5025 | 0 | 0.7675 | 0.6785
Kadmat | 2025-08-02 01:00 | 8 | 214 | 1 | 7.75 | 0 | 24.81 | 27.76 | 7.1 | 20.66 | 37.66 | 1000 | 453.4 | 0.4415 | 0 | 0.7648 | 0.8134
Kadmat | 2025-08-02 02:00 | 8 | 214 | 2 | 8.33 | 0 | 24.67 | 27.74 | 7.1 | 20.64 | 35.92 | 1000 | 427 | 0.5352 | 0 | 0.763 | 0.7758
Kadmat | 2025-08-02 03:00 | 8 | 214 | 3 | 8.55 | 0 | 24.67 | 27.74 | 7.1 | 20.64 | 39.69 | 1000 | 409.2 | 0.5719 | 0 | 0.7624 | 0.8572
Kadmat | 2025-08-02 04:00 | 8 | 214 | 4 | 7.84 | 0 | 24.76 | 27.74 | 7.1 | 20.64 | 38.15 | 1000 | 423.5 | 0.4553 | 0 | 0.763 | 0.824
Kadmat | 2025-08-02 05:00 | 8 | 214 | 5 | 9.04 | 0 | 25.08 | 27.76 | 7.1 | 20.66 | 36.95 | 1000 | 451.3 | 0.6485 | 0 | 0.7646 | 0.7982
Kadmat | 2025-08-02 06:00 | 8 | 214 | 6 | 7.81 | 0 | 25.33 | 27.78 | 7.1 | 20.68 | 38.59 | 1000 | 515.3 | 0.4509 | 0 | 0.7672 | 0.8337
Kadmat | 2025-08-02 07:00 | 8 | 214 | 7 | 9.17 | 221.2 | 25.64 | 27.81 | 7.1 | 20.71 | 41.13 | 1000 | 585.5 | 0.6673 | 0.1794 | 0.7707 | 0.8884
Kadmat | 2025-08-02 08:00 | 8 | 214 | 8 | 6.76 | 497.6 | 26.08 | 27.85 | 7.1 | 20.75 | 42.21 | 1000 | 617.4 | 0.2987 | 0.3951 | 0.7747 | 0.9
Kadmat | 2025-08-02 09:00 | 8 | 214 | 9 | 6.67 | 659.5 | 26.58 | 27.89 | 7.1 | 20.79 | 43.44 | 1000 | 631.7 | 0.2864 | 0.5166 | 0.779 | 0.9
Kadmat | 2025-08-02 10:00 | 8 | 214 | 10 | 6.68 | 836.9 | 27.05 | 27.93 | 7.1 | 20.83 | 40.96 | 1000 | 648.3 | 0.2876 | 0.6461 | 0.7834 | 0.8847
Kadmat | 2025-08-02 11:00 | 8 | 214 | 11 | 9.72 | 946.5 | 27.48 | 27.96 | 7.1 | 20.86 | 40.03 | 1000 | 665 | 0.7453 | 0.7236 | 0.7874 | 0.8647
Kadmat | 2025-08-02 12:00 | 8 | 214 | 12 | 11.02 | 1061.5 | 27.81 | 27.99 | 7.1 | 20.89 | 36.1 | 1000 | 654.2 | 0.8758 | 0.8037 | 0.7909 | 0.7797
Kadmat | 2025-08-02 13:00 | 8 | 214 | 13 | 11.32 | 1023.9 | 27.85 | 28.01 | 7.1 | 20.91 | 35.95 | 1000 | 653.1 | 0.8876 | 0.7773 | 0.7936 | 0.7765
Kadmat | 2025-08-02 14:00 | 8 | 214 | 14 | 11.23 | 954.9 | 27.8 | 28.03 | 7.1 | 20.93 | 39.04 | 1000 | 663.3 | 0.8839 | 0.7287 | 0.7952 | 0.8433
Kadmat | 2025-08-02 15:00 | 8 | 214 | 15 | 11.4 | 748.8 | 27.68 | 28.03 | 7.1 | 20.93 | 42.1 | 1000 | 675.6 | 0.8907 | 0.5805 | 0.7958 | 0.9
Kadmat | 2025-08-02 16:00 | 8 | 214 | 16 | 11.48 | 602 | 27.64 | 28.03 | 7.1 | 20.93 | 48.84 | 1000 | 675.5 | 0.8938 | 0.4717 | 0.7951 | 0.9
Kadmat | 2025-08-02 17:00 | 8 | 214 | 17 | 12.57 | 363.2 | 27.58 | 28.01 | 7.1 | 20.91 | 45.51 | 1000 | 757.7 | 0.9 | 0.2896 | 0.7934 | 0.9
Kadmat | 2025-08-02 18:00 | 8 | 214 | 18 | 10.68 | 87.9 | 27.15 | 27.99 | 7.1 | 20.89 | 46.81 | 1000 | 764.6 | 0.8506 | 0.0716 | 0.7906 | 0.9
Kadmat | 2025-08-02 19:00 | 8 | 214 | 19 | 8.89 | 0 | 26.68 | 27.96 | 7.1 | 20.86 | 42.19 | 1000 | 857.3 | 0.6251 | 0 | 0.7871 | 0.9
Kadmat | 2025-08-02 20:00 | 8 | 214 | 20 | 8.29 | 0 | 26.42 | 27.92 | 7.1 | 20.82 | 39.39 | 1000 | 823.5 | 0.5294 | 0 | 0.7829 | 0.8508
Kadmat | 2025-08-02 21:00 | 8 | 214 | 21 | 8.61 | 0 | 26.21 | 27.88 | 7.1 | 20.78 | 41.2 | 1000 | 770.2 | 0.5806 | 0 | 0.7785 | 0.8899
Kadmat | 2025-08-02 22:00 | 8 | 214 | 22 | 8.73 | 0 | 25.75 | 27.84 | 7.1 | 20.74 | 42.18 | 1000 | 641 | 0.6002 | 0 | 0.7741 | 0.9
Kadmat | 2025-08-02 23:00 | 8 | 214 | 23 | 9.76 | 0 | 25.66 | 27.81 | 7.1 | 20.71 | 44.58 | 1000 | 537.2 | 0.751 | 0 | 0.7699 | 0.9
Kadmat | 2025-08-03 00:00 | 8 | 215 | 0 | 10.02 | 0 | 25.56 | 27.77 | 7.1 | 20.67 | 43.88 | 1000 | 472.5 | 0.7856 | 0 | 0.7664 | 0.9
Kadmat | 2025-08-03 01:00 | 8 | 215 | 1 | 10.65 | 0 | 25.51 | 27.75 | 7.1 | 20.65 | 42.01 | 1000 | 432.9 | 0.8484 | 0 | 0.7637 | 0.9
Kadmat | 2025-08-03 02:00 | 8 | 215 | 2 | 11.44 | 0 | 25.44 | 27.73 | 7.1 | 20.63 | 34.75 | 1000 | 417.6 | 0.8922 | 0 | 0.762 | 0.7506
Kadmat | 2025-08-03 03:00 | 8 | 215 | 3 | 8.25 | 0 | 25.46 | 27.73 | 7.1 | 20.63 | 36.73 | 1000 | 422.5 | 0.5218 | 0 | 0.7613 | 0.7934
Kadmat | 2025-08-03 04:00 | 8 | 215 | 4 | 7.41 | 0 | 25.7 | 27.73 | 7.1 | 20.63 | 39.79 | 1000 | 414.1 | 0.3878 | 0 | 0.7619 | 0.8595
Kadmat | 2025-08-03 05:00 | 8 | 215 | 5 | 6.42 | 0 | 26.05 | 27.75 | 7.1 | 20.65 | 43.1 | 1000 | 459.1 | 0.2549 | 0 | 0.7635 | 0.9
Kadmat | 2025-08-03 06:00 | 8 | 215 | 6 | 7.12 | 0 | 26.35 | 27.77 | 7.1 | 20.67 | 37.33 | 1000 | 563.4 | 0.3468 | 0 | 0.7661 | 0.8063
Kadmat | 2025-08-03 07:00 | 8 | 215 | 7 | 4.9 | 111.8 | 26.81 | 27.8 | 7.1 | 20.7 | 38.4 | 1000 | 561.2 | 0.1101 | 0.091 | 0.7696 | 0.8294
Kadmat | 2025-08-03 08:00 | 8 | 215 | 8 | 4.03 | 210.7 | 27.1 | 27.84 | 7.1 | 20.74 | 34.84 | 1000 | 567.8 | 0.0523 | 0.1701 | 0.7736 | 0.7525
Kadmat | 2025-08-03 09:00 | 8 | 215 | 9 | 5.79 | 367.4 | 27.49 | 27.88 | 7.1 | 20.78 | 35.72 | 1000 | 665 | 0.187 | 0.2929 | 0.7779 | 0.7715
Kadmat | 2025-08-03 10:00 | 8 | 215 | 10 | 6.6 | 437.6 | 27.65 | 27.92 | 7.1 | 20.82 | 33.56 | 1000 | 668.7 | 0.2775 | 0.347 | 0.7823 | 0.725
Kadmat | 2025-08-03 11:00 | 8 | 215 | 11 | 4.91 | 542.4 | 27.87 | 27.95 | 7.1 | 20.85 | 31.21 | 1000 | 657.9 | 0.1107 | 0.4265 | 0.7863 | 0.6742
Kadmat | 2025-08-03 12:00 | 8 | 215 | 12 | 7.46 | 510.1 | 28.07 | 27.98 | 7.1 | 20.88 | 24.41 | 1000 | 646.5 | 0.3951 | 0.4018 | 0.7898 | 0.5273
Kadmat | 2025-08-03 13:00 | 8 | 215 | 13 | 7.84 | 504.9 | 28.18 | 28.01 | 7.1 | 20.91 | 21.9 | 1000 | 684.8 | 0.4551 | 0.3976 | 0.7925 | 0.4731
Kadmat | 2025-08-03 14:00 | 8 | 215 | 14 | 8.27 | 472.9 | 28.4 | 28.02 | 7.1 | 20.92 | 22.41 | 1000 | 610.3 | 0.5246 | 0.373 | 0.7941 | 0.484
Kadmat | 2025-08-03 15:00 | 8 | 215 | 15 | 8.7 | 430.5 | 28.5 | 28.02 | 7.1 | 20.92 | 20.12 | 1000 | 633.6 | 0.5948 | 0.3405 | 0.7947 | 0.4347
Kadmat | 2025-08-03 16:00 | 8 | 215 | 16 | 10.87 | 312.4 | 28.26 | 28.02 | 7.1 | 20.92 | 23.63 | 1000 | 691.3 | 0.865 | 0.2494 | 0.794 | 0.5104
Kadmat | 2025-08-03 17:00 | 8 | 215 | 17 | 11.12 | 186.7 | 27.93 | 28 | 7.1 | 20.9 | 25.92 | 1000 | 763.3 | 0.8795 | 0.1505 | 0.7923 | 0.5599
Kadmat | 2025-08-03 18:00 | 8 | 215 | 18 | 11.98 | 39.2 | 27.59 | 27.98 | 7.1 | 20.88 | 29.4 | 1000 | 811.4 | 0.8998 | 0.032 | 0.7895 | 0.6351
Kadmat | 2025-08-03 19:00 | 8 | 215 | 19 | 11.87 | 0 | 27.12 | 27.95 | 7.1 | 20.85 | 30.53 | 1000 | 796.9 | 0.8986 | 0 | 0.786 | 0.6595
Kadmat | 2025-08-03 20:00 | 8 | 215 | 20 | 12.82 | 0 | 26.72 | 27.91 | 7.1 | 20.81 | 28.27 | 1000 | 827.8 | 0.9 | 0 | 0.7818 | 0.6107
Kadmat | 2025-08-03 21:00 | 8 | 215 | 21 | 11.29 | 0 | 26.14 | 27.87 | 7.1 | 20.77 | 28.55 | 1000 | 759.2 | 0.8863 | 0 | 0.7774 | 0.6167
Kadmat | 2025-08-03 22:00 | 8 | 215 | 22 | 8.76 | 0 | 25.38 | 27.83 | 7.1 | 20.73 | 26.62 | 1000 | 645.5 | 0.6041 | 0 | 0.773 | 0.5751
Kadmat | 2025-08-03 23:00 | 8 | 215 | 23 | 6.87 | 0 | 25.52 | 27.8 | 7.1 | 20.7 | 32.44 | 1000 | 537.2 | 0.3121 | 0 | 0.7689 | 0.7006
Kadmat | 2025-08-04 00:00 | 8 | 216 | 0 | 8.98 | 0 | 25.19 | 27.76 | 7.1 | 20.66 | 32.98 | 1000 | 463.8 | 0.6402 | 0 | 0.7653 | 0.7123
Kadmat | 2025-08-04 01:00 | 8 | 216 | 1 | 8.88 | 0 | 25.07 | 27.74 | 7.1 | 20.64 | 34.26 | 1000 | 442.6 | 0.6231 | 0 | 0.7626 | 0.74
Kadmat | 2025-08-04 02:00 | 8 | 216 | 2 | 8.66 | 0 | 25.25 | 27.73 | 7.1 | 20.63 | 38.64 | 1000 | 418.6 | 0.5882 | 0 | 0.7609 | 0.8346
Kadmat | 2025-08-04 03:00 | 8 | 216 | 3 | 8 | 0 | 25.42 | 27.72 | 7.1 | 20.62 | 38.81 | 1000 | 416.8 | 0.4802 | 0 | 0.7603 | 0.8384
Kadmat | 2025-08-04 04:00 | 8 | 216 | 4 | 7.45 | 0 | 25.77 | 27.72 | 7.1 | 20.62 | 38.81 | 1000 | 425.8 | 0.3942 | 0 | 0.7608 | 0.8382
Kadmat | 2025-08-04 05:00 | 8 | 216 | 5 | 7.68 | 0 | 25.57 | 27.74 | 7.1 | 20.64 | 39.61 | 1000 | 457.4 | 0.4296 | 0 | 0.7624 | 0.8555
Kadmat | 2025-08-04 06:00 | 8 | 216 | 6 | 10.58 | 0 | 26.11 | 27.76 | 7.1 | 20.66 | 37.6 | 1000 | 521.1 | 0.8429 | 0 | 0.7651 | 0.8121
Kadmat | 2025-08-04 07:00 | 8 | 216 | 7 | 10.04 | 118.7 | 26.67 | 27.79 | 7.1 | 20.69 | 32.89 | 1000 | 571.9 | 0.7871 | 0.0966 | 0.7685 | 0.7105
Kadmat | 2025-08-04 08:00 | 8 | 216 | 8 | 8.08 | 283.7 | 27.18 | 27.83 | 7.1 | 20.73 | 32.15 | 1000 | 595 | 0.4946 | 0.2278 | 0.7725 | 0.6943
Kadmat | 2025-08-04 09:00 | 8 | 216 | 9 | 7.46 | 430 | 27.44 | 27.87 | 7.1 | 20.77 | 33.26 | 1000 | 652.1 | 0.396 | 0.3414 | 0.7768 | 0.7185
Kadmat | 2025-08-04 10:00 | 8 | 216 | 10 | 5.76 | 495.7 | 27.76 | 27.91 | 7.1 | 20.81 | 25.81 | 1000 | 657.8 | 0.1834 | 0.3913 | 0.7812 | 0.5575
Kadmat | 2025-08-04 11:00 | 8 | 216 | 11 | 6.78 | 535 | 28.02 | 27.94 | 7.1 | 20.84 | 25.79 | 1000 | 681.6 | 0.301 | 0.4207 | 0.7852 | 0.557
Kadmat | 2025-08-04 12:00 | 8 | 216 | 12 | 7.14 | 590.1 | 28.31 | 27.97 | 7.1 | 20.87 | 29.11 | 1000 | 703.1 | 0.3502 | 0.4617 | 0.7887 | 0.6287
Kadmat | 2025-08-04 13:00 | 8 | 216 | 13 | 10.42 | 621.1 | 28.48 | 28 | 7.1 | 20.9 | 28.42 | 1000 | 668.4 | 0.8287 | 0.4845 | 0.7914 | 0.614
Kadmat | 2025-08-04 14:00 | 8 | 216 | 14 | 11.66 | 581.1 | 28.68 | 28.01 | 7.1 | 20.91 | 27.95 | 1000 | 648.7 | 0.8963 | 0.4543 | 0.793 | 0.6037
Kadmat | 2025-08-04 15:00 | 8 | 216 | 15 | 11.44 | 503.2 | 28.56 | 28.01 | 7.1 | 20.91 | 26.76 | 1000 | 666.7 | 0.8924 | 0.3958 | 0.7936 | 0.578
Kadmat | 2025-08-04 16:00 | 8 | 216 | 16 | 10.3 | 414.7 | 28.35 | 28.01 | 7.1 | 20.91 | 26.29 | 1000 | 690.3 | 0.8157 | 0.3285 | 0.7929 | 0.5679
Kadmat | 2025-08-04 17:00 | 8 | 216 | 17 | 10.01 | 233.1 | 27.91 | 27.99 | 7.1 | 20.89 | 24.7 | 1000 | 736.5 | 0.784 | 0.1874 | 0.7912 | 0.5335
Kadmat | 2025-08-04 18:00 | 8 | 216 | 18 | 8.19 | 46.3 | 27.66 | 27.97 | 7.1 | 20.87 | 25.37 | 1000 | 812.1 | 0.5117 | 0.0378 | 0.7884 | 0.5479
Kadmat | 2025-08-04 19:00 | 8 | 216 | 19 | 7.02 | 0 | 27.25 | 27.94 | 7.1 | 20.84 | 26.59 | 1000 | 817.4 | 0.3316 | 0 | 0.7849 | 0.5742
Kadmat | 2025-08-04 20:00 | 8 | 216 | 20 | 8.03 | 0 | 27.03 | 27.9 | 7.1 | 20.8 | 28.56 | 1000 | 779.2 | 0.4849 | 0 | 0.7807 | 0.6169
Kadmat | 2025-08-04 21:00 | 8 | 216 | 21 | 8.61 | 0 | 26.57 | 27.86 | 7.1 | 20.76 | 28.34 | 1000 | 759.3 | 0.5813 | 0 | 0.7763 | 0.6121
Kadmat | 2025-08-04 22:00 | 8 | 216 | 22 | 7.98 | 0 | 26.28 | 27.82 | 7.1 | 20.72 | 26.74 | 1000 | 608.5 | 0.478 | 0 | 0.7719 | 0.5776
Kadmat | 2025-08-04 23:00 | 8 | 216 | 23 | 7.92 | 0 | 26 | 27.79 | 7.1 | 20.69 | 25.76 | 1000 | 546.1 | 0.4682 | 0 | 0.7678 | 0.5564
Kadmat | 2025-08-05 00:00 | 8 | 217 | 0 | 7.92 | 0 | 25.77 | 27.76 | 7.1 | 20.66 | 23.84 | 1000 | 464.6 | 0.4683 | 0 | 0.7642 | 0.515
Kadmat | 2025-08-05 01:00 | 8 | 217 | 1 | 10.18 | 0 | 25.61 | 27.73 | 7.1 | 20.63 | 22.06 | 1000 | 435.9 | 0.8021 | 0 | 0.7615 | 0.4766
Kadmat | 2025-08-05 02:00 | 8 | 217 | 2 | 8.94 | 0 | 25.63 | 27.72 | 7.1 | 20.62 | 22.14 | 1000 | 417.1 | 0.6334 | 0 | 0.7598 | 0.4782
Kadmat | 2025-08-05 03:00 | 8 | 217 | 3 | 9.09 | 0 | 25.66 | 27.71 | 7.1 | 20.61 | 20.18 | 1000 | 410.1 | 0.6563 | 0 | 0.7592 | 0.4359
Kadmat | 2025-08-05 04:00 | 8 | 217 | 4 | 8.58 | 0 | 25.65 | 27.71 | 7.1 | 20.61 | 19.85 | 1000 | 434.5 | 0.5758 | 0 | 0.7597 | 0.4287
Kadmat | 2025-08-05 05:00 | 8 | 217 | 5 | 8.99 | 0 | 25.97 | 27.73 | 7.1 | 20.63 | 19.75 | 1000 | 481.9 | 0.6403 | 0 | 0.7613 | 0.4267
Kadmat | 2025-08-05 06:00 | 8 | 217 | 6 | 5.33 | 0 | 26.21 | 27.75 | 7.1 | 20.65 | 18.46 | 1000 | 527.2 | 0.1447 | 0 | 0.764 | 0.3987
Kadmat | 2025-08-05 07:00 | 8 | 217 | 7 | 5.09 | 126.9 | 26.76 | 27.78 | 7.1 | 20.68 | 19.1 | 1000 | 555.9 | 0.1248 | 0.1031 | 0.7674 | 0.4125
Kadmat | 2025-08-05 08:00 | 8 | 217 | 8 | 4.95 | 268.2 | 27.05 | 27.82 | 7.1 | 20.72 | 20.4 | 1000 | 578.5 | 0.1135 | 0.2157 | 0.7714 | 0.4406
Kadmat | 2025-08-05 09:00 | 8 | 217 | 9 | 6.3 | 501.9 | 27.25 | 27.86 | 7.1 | 20.76 | 22.87 | 1000 | 614.9 | 0.242 | 0.3967 | 0.7758 | 0.4939
Kadmat | 2025-08-05 10:00 | 8 | 217 | 10 | 5.27 | 536.2 | 27.71 | 27.9 | 7.1 | 20.8 | 25.31 | 1000 | 698.4 | 0.1393 | 0.422 | 0.7801 | 0.5467
Kadmat | 2025-08-05 11:00 | 8 | 217 | 11 | 5.4 | 698.6 | 27.88 | 27.93 | 7.1 | 20.83 | 22.94 | 1000 | 653.8 | 0.1503 | 0.5432 | 0.7841 | 0.4956
Kadmat | 2025-08-05 12:00 | 8 | 217 | 12 | 6.48 | 668.1 | 28.16 | 27.96 | 7.1 | 20.86 | 23.48 | 1000 | 652.3 | 0.2625 | 0.52 | 0.7876 | 0.5072
Kadmat | 2025-08-05 13:00 | 8 | 217 | 13 | 7.92 | 590.9 | 28.29 | 27.99 | 7.1 | 20.89 | 24.62 | 1000 | 715.6 | 0.4673 | 0.4623 | 0.7903 | 0.5318
Kadmat | 2025-08-05 14:00 | 8 | 217 | 14 | 6.25 | 491.8 | 28.46 | 28 | 7.1 | 20.9 | 23.12 | 1000 | 647.2 | 0.2361 | 0.3873 | 0.7919 | 0.4993
Kadmat | 2025-08-05 15:00 | 8 | 217 | 15 | 3.46 | 510.9 | 28.27 | 28.01 | 7.1 | 20.91 | 24.89 | 1000 | 654.2 | 0.0256 | 0.4021 | 0.7925 | 0.5377
Kadmat | 2025-08-05 16:00 | 8 | 217 | 16 | 3.34 | 407 | 28.27 | 28 | 7.1 | 20.9 | 25.2 | 1000 | 660.1 | 0.0213 | 0.3226 | 0.7918 | 0.5443
Kadmat | 2025-08-05 17:00 | 8 | 217 | 17 | 3.06 | 210.5 | 28.11 | 27.98 | 7.1 | 20.88 | 24.69 | 1000 | 682.7 | 0.011 | 0.1694 | 0.7901 | 0.5332
Kadmat | 2025-08-05 18:00 | 8 | 217 | 18 | 3.14 | 54.2 | 27.66 | 27.96 | 7.1 | 20.86 | 25.78 | 1000 | 807.8 | 0.0141 | 0.0441 | 0.7873 | 0.5569
Kadmat | 2025-08-05 19:00 | 8 | 217 | 19 | 4.06 | 0 | 27.23 | 27.93 | 7.1 | 20.83 | 24.29 | 1000 | 822.1 | 0.0542 | 0 | 0.7838 | 0.5247
Kadmat | 2025-08-05 20:00 | 8 | 217 | 20 | 3.69 | 0 | 26.79 | 27.89 | 7.1 | 20.79 | 23.64 | 1000 | 801.2 | 0.0358 | 0 | 0.7796 | 0.5107
Kadmat | 2025-08-05 21:00 | 8 | 217 | 21 | 4.19 | 0 | 26.47 | 27.85 | 7.1 | 20.75 | 22.88 | 1000 | 756 | 0.0622 | 0 | 0.7752 | 0.4942
Kadmat | 2025-08-05 22:00 | 8 | 217 | 22 | 4.63 | 0 | 25.82 | 27.81 | 7.1 | 20.71 | 24.33 | 1000 | 605.3 | 0.0905 | 0 | 0.7708 | 0.5255
Kadmat | 2025-08-05 23:00 | 8 | 217 | 23 | 4.59 | 0 | 25.6 | 27.78 | 7.1 | 20.68 | 25.11 | 1000 | 530.8 | 0.0876 | 0 | 0.7667 | 0.5423
Kadmat | 2025-08-06 00:00 | 8 | 218 | 0 | 4.59 | 0 | 25.23 | 27.75 | 7.1 | 20.65 | 22.96 | 1000 | 464.6 | 0.0872 | 0 | 0.7632 | 0.496
Kadmat | 2025-08-06 01:00 | 8 | 218 | 1 | 3.96 | 0 | 25.14 | 27.72 | 7.1 | 20.62 | 22.07 | 1000 | 453.6 | 0.0484 | 0 | 0.7604 | 0.4768
Kadmat | 2025-08-06 02:00 | 8 | 218 | 2 | 4.94 | 0 | 25.18 | 27.71 | 7.1 | 20.61 | 22.48 | 1000 | 423 | 0.1126 | 0 | 0.7587 | 0.4856
Kadmat | 2025-08-06 03:00 | 8 | 218 | 3 | 5.74 | 0 | 25.34 | 27.7 | 7.1 | 20.6 | 23.35 | 1000 | 409 | 0.1819 | 0 | 0.7581 | 0.5043
Kadmat | 2025-08-06 04:00 | 8 | 218 | 4 | 4.98 | 0 | 25.57 | 27.71 | 7.1 | 20.61 | 22.52 | 1000 | 432.4 | 0.1153 | 0 | 0.7586 | 0.4864
Kadmat | 2025-08-06 05:00 | 8 | 218 | 5 | 4.34 | 0 | 25.93 | 27.72 | 7.1 | 20.62 | 22.8 | 1000 | 446.7 | 0.071 | 0 | 0.7603 | 0.4925
Kadmat | 2025-08-06 06:00 | 8 | 218 | 6 | 6.14 | 0 | 26.1 | 27.74 | 7.1 | 20.64 | 21.09 | 1000 | 517.5 | 0.2226 | 0 | 0.7629 | 0.4556
Kadmat | 2025-08-06 07:00 | 8 | 218 | 7 | 5.68 | 175.7 | 26.4 | 27.77 | 7.1 | 20.67 | 19.87 | 1000 | 568 | 0.1758 | 0.1425 | 0.7663 | 0.4293
Kadmat | 2025-08-06 08:00 | 8 | 218 | 8 | 4.26 | 475.9 | 26.73 | 27.81 | 7.1 | 20.71 | 19.85 | 1000 | 593.6 | 0.0661 | 0.3776 | 0.7703 | 0.4287
Kadmat | 2025-08-06 09:00 | 8 | 218 | 9 | 3.95 | 738.5 | 27.12 | 27.85 | 7.1 | 20.75 | 21.28 | 1000 | 641.6 | 0.0479 | 0.5741 | 0.7747 | 0.4597
Kadmat | 2025-08-06 10:00 | 8 | 218 | 10 | 3.6 | 818.1 | 27.41 | 27.89 | 7.1 | 20.79 | 19.82 | 1000 | 689.9 | 0.0318 | 0.6316 | 0.779 | 0.4281
Kadmat | 2025-08-06 11:00 | 8 | 218 | 11 | 3.28 | 780.5 | 27.73 | 27.92 | 7.1 | 20.82 | 19.66 | 1000 | 687.1 | 0.019 | 0.6035 | 0.783 | 0.4246
Kadmat | 2025-08-06 12:00 | 8 | 218 | 12 | 3.8 | 1052.8 | 28.01 | 27.95 | 7.1 | 20.85 | 17.85 | 1000 | 648.2 | 0.0411 | 0.797 | 0.7865 | 0.3857
Kadmat | 2025-08-06 13:00 | 8 | 218 | 13 | 2.82 | 958.7 | 28.51 | 27.98 | 7.1 | 20.88 | 16.85 | 1000 | 677.3 | 0.0058 | 0.7295 | 0.7892 | 0.3639
Kadmat | 2025-08-06 14:00 | 8 | 218 | 14 | 3.74 | 835.2 | 28.37 | 27.99 | 7.1 | 20.89 | 18.15 | 1000 | 650.1 | 0.0381 | 0.6417 | 0.7908 | 0.3919
Kadmat | 2025-08-06 15:00 | 8 | 218 | 15 | 2.45 | 715.9 | 28.28 | 28 | 7.1 | 20.9 | 18.57 | 1000 | 641.1 | 0 | 0.5551 | 0.7914 | 0.4011
Kadmat | 2025-08-06 16:00 | 8 | 218 | 16 | 2.56 | 442.8 | 28.17 | 27.99 | 7.1 | 20.89 | 22.64 | 1000 | 695.5 | 0.0012 | 0.3503 | 0.7907 | 0.489
Kadmat | 2025-08-06 17:00 | 8 | 218 | 17 | 2.86 | 359.3 | 28.01 | 27.97 | 7.1 | 20.87 | 23.21 | 1000 | 720.1 | 0.0064 | 0.2861 | 0.789 | 0.5013
Kadmat | 2025-08-06 18:00 | 8 | 218 | 18 | 4.32 | 60.1 | 27.55 | 27.95 | 7.1 | 20.85 | 26.58 | 1000 | 846.5 | 0.07 | 0.049 | 0.7862 | 0.574
Kadmat | 2025-08-06 19:00 | 8 | 218 | 19 | 3.57 | 0 | 26.87 | 27.92 | 7.1 | 20.82 | 26.89 | 1000 | 839.8 | 0.0301 | 0 | 0.7827 | 0.5808
Kadmat | 2025-08-06 20:00 | 8 | 218 | 20 | 3.07 | 0 | 26.4 | 27.88 | 7.1 | 20.78 | 29.04 | 1000 | 830.6 | 0.0114 | 0 | 0.7785 | 0.6273
Kadmat | 2025-08-06 21:00 | 8 | 218 | 21 | 3.49 | 0 | 26.08 | 27.84 | 7.1 | 20.74 | 27.12 | 1000 | 760.1 | 0.0268 | 0 | 0.7741 | 0.5858
Kadmat | 2025-08-06 22:00 | 8 | 218 | 22 | 3.85 | 0 | 25.79 | 27.8 | 7.1 | 20.7 | 28.32 | 1000 | 662 | 0.0436 | 0 | 0.7697 | 0.6117
Kadmat | 2025-08-06 23:00 | 8 | 218 | 23 | 2.94 | 0 | 25.6 | 27.77 | 7.1 | 20.67 | 31.2 | 1000 | 543.7 | 0.0079 | 0 | 0.7656 | 0.6738
Kadmat | 2025-08-07 00:00 | 8 | 219 | 0 | 2.11 | 0 | 25.3 | 27.74 | 7.1 | 20.64 | 34.57 | 1000 | 479.3 | 0 | 0 | 0.7621 | 0.7467
Kadmat | 2025-08-07 01:00 | 8 | 219 | 1 | 2.9 | 0 | 25.14 | 27.71 | 7.1 | 20.61 | 32.61 | 1000 | 445.5 | 0.0072 | 0 | 0.7594 | 0.7044
Kadmat | 2025-08-07 02:00 | 8 | 219 | 2 | 2.73 | 0 | 24.99 | 27.7 | 7.1 | 20.6 | 27.73 | 1000 | 421.8 | 0.0042 | 0 | 0.7576 | 0.5991
Kadmat | 2025-08-07 03:00 | 8 | 219 | 3 | 2.11 | 0 | 25.02 | 27.69 | 7.1 | 20.59 | 28.12 | 1000 | 408.2 | 0 | 0 | 0.757 | 0.6075
Kadmat | 2025-08-07 04:00 | 8 | 219 | 4 | 1.91 | 0 | 25.11 | 27.7 | 7.1 | 20.6 | 26.73 | 1000 | 428.8 | 0 | 0 | 0.7575 | 0.5773
Kadmat | 2025-08-07 05:00 | 8 | 219 | 5 | 2.04 | 0 | 25.19 | 27.71 | 7.1 | 20.61 | 22.92 | 1000 | 462.5 | 0 | 0 | 0.7592 | 0.495
Kadmat | 2025-08-07 06:00 | 8 | 219 | 6 | 3.45 | 0 | 25.55 | 27.73 | 7.1 | 20.63 | 20.09 | 1000 | 529.9 | 0.0252 | 0 | 0.7618 | 0.434
Kadmat | 2025-08-07 07:00 | 8 | 219 | 7 | 3.15 | 154 | 25.91 | 27.76 | 7.1 | 20.66 | 21.85 | 1000 | 577.4 | 0.0145 | 0.1254 | 0.7652 | 0.472
Kadmat | 2025-08-07 08:00 | 8 | 219 | 8 | 2.88 | 308.2 | 26.3 | 27.8 | 7.1 | 20.7 | 23.98 | 1000 | 605.5 | 0.0068 | 0.2479 | 0.7693 | 0.518
Kadmat | 2025-08-07 09:00 | 8 | 219 | 9 | 2.61 | 468.6 | 26.82 | 27.84 | 7.1 | 20.74 | 26.23 | 1000 | 633.6 | 0.0019 | 0.3718 | 0.7736 | 0.5666
Kadmat | 2025-08-07 10:00 | 8 | 219 | 10 | 1.85 | 625.8 | 27.3 | 27.88 | 7.1 | 20.78 | 20.37 | 1000 | 644.6 | 0 | 0.4901 | 0.7779 | 0.44
Kadmat | 2025-08-07 11:00 | 8 | 219 | 11 | 2.1 | 685.9 | 27.65 | 27.91 | 7.1 | 20.81 | 20.28 | 1000 | 665 | 0 | 0.5342 | 0.7819 | 0.4381
Kadmat | 2025-08-07 12:00 | 8 | 219 | 12 | 2.68 | 894 | 27.78 | 27.94 | 7.1 | 20.84 | 21.95 | 1000 | 685.5 | 0.0032 | 0.6854 | 0.7854 | 0.4741
Kadmat | 2025-08-07 13:00 | 8 | 219 | 13 | 3.5 | 720.8 | 27.99 | 27.97 | 7.1 | 20.87 | 23.78 | 1000 | 649.2 | 0.0271 | 0.5592 | 0.7881 | 0.5135
Kadmat | 2025-08-07 14:00 | 8 | 219 | 14 | 2.81 | 714.8 | 28.13 | 27.98 | 7.1 | 20.88 | 24.71 | 1000 | 660.2 | 0.0056 | 0.5545 | 0.7897 | 0.5338
Kadmat | 2025-08-07 15:00 | 8 | 219 | 15 | 1.73 | 496.5 | 28.17 | 27.99 | 7.1 | 20.89 | 23.81 | 1000 | 660.5 | 0 | 0.3913 | 0.7903 | 0.5143
Kadmat | 2025-08-07 16:00 | 8 | 219 | 16 | 2.67 | 403.2 | 28.01 | 27.98 | 7.1 | 20.88 | 23.4 | 1000 | 698.4 | 0.0031 | 0.3201 | 0.7896 | 0.5055
Kadmat | 2025-08-07 17:00 | 8 | 219 | 17 | 3.94 | 251 | 27.64 | 27.96 | 7.1 | 20.86 | 24.22 | 1000 | 724.7 | 0.0474 | 0.2017 | 0.7879 | 0.5231
Kadmat | 2025-08-07 18:00 | 8 | 219 | 18 | 3.65 | 52.5 | 27.18 | 27.94 | 7.1 | 20.84 | 25.07 | 1000 | 847.4 | 0.0342 | 0.0428 | 0.7851 | 0.5414
Kadmat | 2025-08-07 19:00 | 8 | 219 | 19 | 5.1 | 0 | 26.84 | 27.91 | 7.1 | 20.81 | 23.31 | 1000 | 798.2 | 0.1249 | 0 | 0.7816 | 0.5034
Kadmat | 2025-08-07 20:00 | 8 | 219 | 20 | 7.16 | 0 | 26.18 | 27.87 | 7.1 | 20.77 | 23.13 | 1000 | 839.7 | 0.352 | 0 | 0.7775 | 0.4997
Kadmat | 2025-08-07 21:00 | 8 | 219 | 21 | 5.91 | 0 | 25.97 | 27.83 | 7.1 | 20.73 | 23.29 | 1000 | 751 | 0.1984 | 0 | 0.773 | 0.5031
Kadmat | 2025-08-07 22:00 | 8 | 219 | 22 | 6.26 | 0 | 25.73 | 27.79 | 7.1 | 20.69 | 23.94 | 1000 | 690.9 | 0.2364 | 0 | 0.7686 | 0.5172
Kadmat | 2025-08-07 23:00 | 8 | 219 | 23 | 6.93 | 0 | 25.49 | 27.76 | 7.1 | 20.66 | 24.48 | 1000 | 555.5 | 0.3203 | 0 | 0.7645 | 0.5289
Kadmat | 2025-08-08 00:00 | 8 | 220 | 0 | 7.09 | 0 | 25.35 | 27.73 | 7.1 | 20.63 | 25.53 | 1000 | 474.3 | 0.342 | 0 | 0.761 | 0.5516
Kadmat | 2025-08-08 01:00 | 8 | 220 | 1 | 7.2 | 0 | 25.29 | 27.7 | 7.1 | 20.6 | 25.96 | 1000 | 441.3 | 0.3588 | 0 | 0.7583 | 0.5607
Kadmat | 2025-08-08 02:00 | 8 | 220 | 2 | 7.53 | 0 | 25.15 | 27.69 | 7.1 | 20.59 | 26.46 | 1000 | 431.3 | 0.4063 | 0 | 0.7565 | 0.5714
Kadmat | 2025-08-08 03:00 | 8 | 220 | 3 | 6.15 | 0 | 25.07 | 27.68 | 7.1 | 20.58 | 27.29 | 1000 | 409.8 | 0.2244 | 0 | 0.7559 | 0.5895
Kadmat | 2025-08-08 04:00 | 8 | 220 | 4 | 6.08 | 0 | 25.33 | 27.69 | 7.1 | 20.59 | 27.15 | 1000 | 424.9 | 0.2158 | 0 | 0.7565 | 0.5865
Kadmat | 2025-08-08 05:00 | 8 | 220 | 5 | 6.91 | 0 | 25.58 | 27.7 | 7.1 | 20.6 | 26.49 | 1000 | 437.4 | 0.3172 | 0 | 0.7581 | 0.5722
Kadmat | 2025-08-08 06:00 | 8 | 220 | 6 | 6.22 | 0 | 26.11 | 27.72 | 7.1 | 20.62 | 25.36 | 1000 | 513 | 0.2329 | 0 | 0.7607 | 0.5477
Kadmat | 2025-08-08 07:00 | 8 | 220 | 7 | 6.62 | 55.5 | 26.48 | 27.75 | 7.1 | 20.65 | 22.36 | 1000 | 574.6 | 0.2796 | 0.0454 | 0.7641 | 0.483
Kadmat | 2025-08-08 08:00 | 8 | 220 | 8 | 6.48 | 128.4 | 26.71 | 27.79 | 7.1 | 20.69 | 26.38 | 1000 | 610 | 0.2628 | 0.1044 | 0.7682 | 0.5698
Kadmat | 2025-08-08 09:00 | 8 | 220 | 9 | 3.99 | 204.6 | 27.32 | 27.83 | 7.1 | 20.73 | 27 | 1000 | 597.4 | 0.05 | 0.1651 | 0.7725 | 0.5832
Kadmat | 2025-08-08 10:00 | 8 | 220 | 10 | 3.82 | 237.6 | 27.67 | 27.87 | 7.1 | 20.77 | 27.68 | 1000 | 645.6 | 0.0419 | 0.1911 | 0.7768 | 0.5979
Kadmat | 2025-08-08 11:00 | 8 | 220 | 11 | 4.05 | 223.4 | 28.06 | 27.9 | 7.1 | 20.8 | 25.89 | 1000 | 653.6 | 0.0533 | 0.1796 | 0.7809 | 0.5593
Kadmat | 2025-08-08 12:00 | 8 | 220 | 12 | 3.98 | 331 | 28.4 | 27.93 | 7.1 | 20.83 | 27.24 | 1000 | 686.4 | 0.0494 | 0.2637 | 0.7843 | 0.5885
Kadmat | 2025-08-08 13:00 | 8 | 220 | 13 | 2.74 | 277.5 | 28.57 | 27.96 | 7.1 | 20.86 | 24.84 | 1000 | 637.4 | 0.0042 | 0.2218 | 0.787 | 0.5364
Kadmat | 2025-08-08 14:00 | 8 | 220 | 14 | 3.17 | 260 | 28.74 | 27.97 | 7.1 | 20.87 | 31.79 | 1000 | 664 | 0.0151 | 0.208 | 0.7886 | 0.6867
Kadmat | 2025-08-08 15:00 | 8 | 220 | 15 | 3.85 | 216.5 | 28.49 | 27.98 | 7.1 | 20.88 | 33.81 | 1000 | 613.4 | 0.0435 | 0.1738 | 0.7892 | 0.7303
Kadmat | 2025-08-08 16:00 | 8 | 220 | 16 | 5.33 | 134.8 | 28.31 | 27.97 | 7.1 | 20.87 | 31.83 | 1000 | 688.1 | 0.1444 | 0.1089 | 0.7885 | 0.6876
Kadmat | 2025-08-08 17:00 | 8 | 220 | 17 | 6.42 | 81.6 | 27.92 | 27.96 | 7.1 | 20.86 | 28.35 | 1000 | 742.6 | 0.2554 | 0.0663 | 0.7868 | 0.6123
Kadmat | 2025-08-08 18:00 | 8 | 220 | 18 | 7.76 | 16.7 | 27.55 | 27.93 | 7.1 | 20.83 | 30.06 | 1000 | 827.2 | 0.4423 | 0.0136 | 0.784 | 0.6494
Kadmat | 2025-08-08 19:00 | 8 | 220 | 19 | 8.2 | 0 | 26.94 | 27.9 | 7.1 | 20.8 | 32.7 | 1000 | 831.6 | 0.5133 | 0 | 0.7805 | 0.7062
Kadmat | 2025-08-08 20:00 | 8 | 220 | 20 | 8.59 | 0 | 26.53 | 27.86 | 7.1 | 20.76 | 31.6 | 1000 | 787.4 | 0.5783 | 0 | 0.7764 | 0.6825
Kadmat | 2025-08-08 21:00 | 8 | 220 | 21 | 8.23 | 0 | 26.15 | 27.82 | 7.1 | 20.72 | 33.79 | 1000 | 727.3 | 0.5181 | 0 | 0.7719 | 0.7299
Kadmat | 2025-08-08 22:00 | 8 | 220 | 22 | 6.81 | 0 | 25.89 | 27.78 | 7.1 | 20.68 | 33.3 | 1000 | 650.3 | 0.3051 | 0 | 0.7675 | 0.7193
Kadmat | 2025-08-08 23:00 | 8 | 220 | 23 | 6.87 | 0 | 25.52 | 27.75 | 7.1 | 20.65 | 36.01 | 1000 | 544.3 | 0.3124 | 0 | 0.7634 | 0.7778
Kadmat | 2025-08-09 00:00 | 8 | 221 | 0 | 5.32 | 0 | 25.03 | 27.72 | 7.1 | 20.62 | 33.07 | 1000 | 431.7 | 0.1435 | 0 | 0.7599 | 0.7144
Kadmat | 2025-08-09 01:00 | 8 | 221 | 1 | 4.33 | 0 | 24.8 | 27.69 | 7.1 | 20.59 | 29.3 | 1000 | 427 | 0.0708 | 0 | 0.7572 | 0.6329
Kadmat | 2025-08-09 02:00 | 8 | 221 | 2 | 5.07 | 0 | 24.55 | 27.68 | 7.1 | 20.58 | 29.12 | 1000 | 418.8 | 0.123 | 0 | 0.7555 | 0.6291
Kadmat | 2025-08-09 03:00 | 8 | 221 | 3 | 3.98 | 0 | 24.79 | 27.67 | 7.1 | 20.57 | 26.7 | 1000 | 415.9 | 0.0495 | 0 | 0.7548 | 0.5766
Kadmat | 2025-08-09 04:00 | 8 | 221 | 4 | 4.31 | 0 | 24.76 | 27.68 | 7.1 | 20.58 | 28.29 | 1000 | 415.5 | 0.0696 | 0 | 0.7554 | 0.6111
Kadmat | 2025-08-09 05:00 | 8 | 221 | 5 | 4.21 | 0 | 25.09 | 27.69 | 7.1 | 20.59 | 27.45 | 1000 | 471.4 | 0.0634 | 0 | 0.757 | 0.593
Kadmat | 2025-08-09 06:00 | 8 | 221 | 6 | 4.1 | 0 | 25.33 | 27.71 | 7.1 | 20.61 | 27.16 | 1000 | 520.6 | 0.0563 | 0 | 0.7596 | 0.5867
Kadmat | 2025-08-09 07:00 | 8 | 221 | 7 | 3.78 | 44.4 | 25.72 | 27.74 | 7.1 | 20.64 | 25.89 | 1000 | 564.8 | 0.0399 | 0.0365 | 0.7631 | 0.5593
Kadmat | 2025-08-09 08:00 | 8 | 221 | 8 | 3.09 | 93 | 26.05 | 27.78 | 7.1 | 20.68 | 24.87 | 1000 | 646.5 | 0.0123 | 0.076 | 0.7671 | 0.5373
Kadmat | 2025-08-09 09:00 | 8 | 221 | 9 | 3.63 | 143.2 | 26.21 | 27.82 | 7.1 | 20.72 | 23.44 | 1000 | 672.1 | 0.0332 | 0.1165 | 0.7714 | 0.5063
Kadmat | 2025-08-09 10:00 | 8 | 221 | 10 | 3.29 | 184.6 | 26.65 | 27.86 | 7.1 | 20.76 | 24.46 | 1000 | 630.1 | 0.0195 | 0.1496 | 0.7757 | 0.5283
Kadmat | 2025-08-09 11:00 | 8 | 221 | 11 | 3.06 | 206.5 | 27.11 | 27.89 | 7.1 | 20.79 | 23.27 | 1000 | 665.3 | 0.0111 | 0.1668 | 0.7798 | 0.5026
Kadmat | 2025-08-09 12:00 | 8 | 221 | 12 | 4.21 | 202.5 | 27.12 | 27.92 | 7.1 | 20.82 | 24.42 | 1000 | 651.1 | 0.063 | 0.1636 | 0.7832 | 0.5274
Kadmat | 2025-08-09 13:00 | 8 | 221 | 13 | 3.96 | 224.3 | 27.35 | 27.95 | 7.1 | 20.85 | 22.33 | 1000 | 639.5 | 0.0485 | 0.1807 | 0.7859 | 0.4824
Kadmat | 2025-08-09 14:00 | 8 | 221 | 14 | 3.1 | 189.3 | 27.36 | 27.96 | 7.1 | 20.86 | 21.53 | 1000 | 655.5 | 0.0127 | 0.1529 | 0.7875 | 0.465
Kadmat | 2025-08-09 15:00 | 8 | 221 | 15 | 4.52 | 173.9 | 27.39 | 27.97 | 7.1 | 20.87 | 17.94 | 1000 | 663.4 | 0.0826 | 0.1406 | 0.7881 | 0.3875
Kadmat | 2025-08-09 16:00 | 8 | 221 | 16 | 6.82 | 135.6 | 27.4 | 27.96 | 7.1 | 20.86 | 18.49 | 1000 | 656.7 | 0.3064 | 0.1099 | 0.7874 | 0.3993
Kadmat | 2025-08-09 17:00 | 8 | 221 | 17 | 5.71 | 75.9 | 27.01 | 27.95 | 7.1 | 20.85 | 16.99 | 1000 | 734.6 | 0.1789 | 0.0619 | 0.7857 | 0.367
Kadmat | 2025-08-09 18:00 | 8 | 221 | 18 | 4.61 | 16.2 | 26.63 | 27.92 | 7.1 | 20.82 | 19.44 | 1000 | 812.5 | 0.0888 | 0.0133 | 0.783 | 0.4198
Kadmat | 2025-08-09 19:00 | 8 | 221 | 19 | 5.35 | 0 | 26.5 | 27.89 | 7.1 | 20.79 | 17.03 | 1000 | 831.6 | 0.1458 | 0 | 0.7794 | 0.3677
Kadmat | 2025-08-09 20:00 | 8 | 221 | 20 | 4.03 | 0 | 26.15 | 27.85 | 7.1 | 20.75 | 18.89 | 1000 | 819.8 | 0.0522 | 0 | 0.7753 | 0.4081
Kadmat | 2025-08-09 21:00 | 8 | 221 | 21 | 3.83 | 0 | 25.54 | 27.81 | 7.1 | 20.71 | 20.12 | 1000 | 727.7 | 0.0424 | 0 | 0.7709 | 0.4347
Kadmat | 2025-08-09 22:00 | 8 | 221 | 22 | 3.9 | 0 | 25.24 | 27.77 | 7.1 | 20.67 | 18.79 | 1000 | 671.1 | 0.0455 | 0 | 0.7664 | 0.4059
Kadmat | 2025-08-09 23:00 | 8 | 221 | 23 | 3.97 | 0 | 25.11 | 27.74 | 7.1 | 20.64 | 19.99 | 1000 | 540.4 | 0.0491 | 0 | 0.7623 | 0.4317
Kadmat | 2025-08-10 00:00 | 8 | 222 | 0 | 3.39 | 0 | 25.06 | 27.71 | 7.1 | 20.61 | 22.58 | 1000 | 451.1 | 0.0231 | 0 | 0.7588 | 0.4877
Kadmat | 2025-08-10 01:00 | 8 | 222 | 1 | 4.01 | 0 | 24.99 | 27.68 | 7.1 | 20.58 | 24.32 | 1000 | 430.9 | 0.0512 | 0 | 0.7561 | 0.5253
Kadmat | 2025-08-10 02:00 | 8 | 222 | 2 | 4.59 | 0 | 24.87 | 27.67 | 7.1 | 20.57 | 24 | 1000 | 421.8 | 0.0876 | 0 | 0.7544 | 0.5184
Kadmat | 2025-08-10 03:00 | 8 | 222 | 3 | 6.03 | 0 | 25.1 | 27.66 | 7.1 | 20.56 | 26.08 | 1000 | 450.9 | 0.21 | 0 | 0.7538 | 0.5634
Kadmat | 2025-08-10 04:00 | 8 | 222 | 4 | 6.68 | 0 | 25.39 | 27.67 | 7.1 | 20.57 | 26.13 | 1000 | 422.9 | 0.2877 | 0 | 0.7543 | 0.5643
Kadmat | 2025-08-10 05:00 | 8 | 222 | 5 | 7.49 | 0 | 25.63 | 27.68 | 7.1 | 20.58 | 25.38 | 1000 | 485 | 0.3993 | 0 | 0.7559 | 0.5483
Kadmat | 2025-08-10 06:00 | 8 | 222 | 6 | 7.11 | 0 | 26.01 | 27.7 | 7.1 | 20.6 | 25.7 | 1000 | 497.5 | 0.3454 | 0 | 0.7585 | 0.5552
Kadmat | 2025-08-10 07:00 | 8 | 222 | 7 | 6.84 | 74.7 | 26.43 | 27.74 | 7.1 | 20.64 | 26.12 | 1000 | 543.5 | 0.3087 | 0.061 | 0.762 | 0.5641
Kadmat | 2025-08-10 08:00 | 8 | 222 | 8 | 7.15 | 163.7 | 26.65 | 27.77 | 7.1 | 20.67 | 26.34 | 1000 | 618.9 | 0.3516 | 0.1328 | 0.766 | 0.569
Kadmat | 2025-08-10 09:00 | 8 | 222 | 9 | 7.37 | 248.4 | 27.06 | 27.81 | 7.1 | 20.71 | 29.67 | 1000 | 621.9 | 0.3824 | 0.2 | 0.7703 | 0.6409
Kadmat | 2025-08-10 10:00 | 8 | 222 | 10 | 7.12 | 348.1 | 27.24 | 27.85 | 7.1 | 20.75 | 29.19 | 1000 | 626.6 | 0.346 | 0.2782 | 0.7746 | 0.6305
Kadmat | 2025-08-10 11:00 | 8 | 222 | 11 | 8.02 | 304.3 | 27.59 | 27.88 | 7.1 | 20.78 | 27.1 | 1000 | 662.2 | 0.4839 | 0.2436 | 0.7787 | 0.5855
Kadmat | 2025-08-10 12:00 | 8 | 222 | 12 | 9.5 | 352.2 | 28 | 27.91 | 7.1 | 20.81 | 26.35 | 1000 | 678.3 | 0.716 | 0.2806 | 0.7821 | 0.5691
Kadmat | 2025-08-10 13:00 | 8 | 222 | 13 | 9.65 | 390.6 | 28.13 | 27.94 | 7.1 | 20.84 | 30.35 | 1000 | 668.9 | 0.737 | 0.3102 | 0.7848 | 0.6555
Kadmat | 2025-08-10 14:00 | 8 | 222 | 14 | 10.26 | 326.3 | 28.18 | 27.95 | 7.1 | 20.85 | 28.15 | 1000 | 657.7 | 0.8108 | 0.2603 | 0.7864 | 0.6079
Kadmat | 2025-08-10 15:00 | 8 | 222 | 15 | 12.24 | 294.2 | 28.18 | 27.96 | 7.1 | 20.86 | 26.99 | 1000 | 660.6 | 0.9 | 0.2352 | 0.787 | 0.583
Kadmat | 2025-08-10 16:00 | 8 | 222 | 16 | 12.12 | 178 | 27.9 | 27.95 | 7.1 | 20.85 | 30.24 | 1000 | 642.5 | 0.9 | 0.1436 | 0.7863 | 0.6531
Kadmat | 2025-08-10 17:00 | 8 | 222 | 17 | 9.74 | 115.6 | 27.73 | 27.94 | 7.1 | 20.84 | 32 | 1000 | 760.9 | 0.7489 | 0.0937 | 0.7846 | 0.6913
Kadmat | 2025-08-10 18:00 | 8 | 222 | 18 | 10.41 | 25.6 | 27.18 | 27.91 | 7.1 | 20.81 | 31.97 | 1000 | 848.3 | 0.8278 | 0.0209 | 0.7819 | 0.6905
Kadmat | 2025-08-10 19:00 | 8 | 222 | 19 | 9.15 | 0 | 26.76 | 27.88 | 7.1 | 20.78 | 30.74 | 1000 | 819.5 | 0.6643 | 0 | 0.7783 | 0.664
Kadmat | 2025-08-10 20:00 | 8 | 222 | 20 | 9.87 | 0 | 26.33 | 27.84 | 7.1 | 20.74 | 31.23 | 1000 | 794.7 | 0.7654 | 0 | 0.7742 | 0.6746
Kadmat | 2025-08-10 21:00 | 8 | 222 | 21 | 11.94 | 0 | 26 | 27.8 | 7.1 | 20.7 | 34.3 | 1000 | 787.7 | 0.8993 | 0 | 0.7698 | 0.7409
Kadmat | 2025-08-10 22:00 | 8 | 222 | 22 | 12.53 | 0 | 25.51 | 27.77 | 7.1 | 20.67 | 38.58 | 1000 | 648.1 | 0.9 | 0 | 0.7654 | 0.8333
Kadmat | 2025-08-10 23:00 | 8 | 222 | 23 | 12.38 | 0 | 25.18 | 27.73 | 7.1 | 20.63 | 41.91 | 1000 | 543.4 | 0.9 | 0 | 0.7613 | 0.9
Kadmat | 2025-08-11 00:00 | 8 | 223 | 0 | 11.73 | 0 | 24.74 | 27.7 | 7.1 | 20.6 | 37.44 | 1000 | 453.3 | 0.897 | 0 | 0.7577 | 0.8087
Kadmat | 2025-08-11 01:00 | 8 | 223 | 1 | 13.1 | 0 | 24.65 | 27.67 | 7.1 | 20.57 | 33.54 | 1000 | 435.1 | 0.9 | 0 | 0.755 | 0.7245
Kadmat | 2025-08-11 02:00 | 8 | 223 | 2 | 14.23 | 0 | 24.26 | 27.66 | 7.1 | 20.56 | 31.58 | 1000 | 431.6 | 0.9 | 0 | 0.7533 | 0.6821
Kadmat | 2025-08-11 03:00 | 8 | 223 | 3 | 14.14 | 0 | 24.38 | 27.65 | 7.1 | 20.55 | 32.76 | 1000 | 395.8 | 0.9 | 0 | 0.7527 | 0.7076
Kadmat | 2025-08-11 04:00 | 8 | 223 | 4 | 13.44 | 0 | 24.78 | 27.66 | 7.1 | 20.56 | 35.21 | 1000 | 440.1 | 0.9 | 0 | 0.7532 | 0.7605
Kadmat | 2025-08-11 05:00 | 8 | 223 | 5 | 13.14 | 0 | 24.88 | 27.67 | 7.1 | 20.57 | 39.2 | 1000 | 466.8 | 0.9 | 0 | 0.7548 | 0.8468
Kadmat | 2025-08-11 06:00 | 8 | 223 | 6 | 12.04 | 0 | 25.19 | 27.69 | 7.1 | 20.59 | 36.36 | 1000 | 539 | 0.9 | 0 | 0.7575 | 0.7855
Kadmat | 2025-08-11 07:00 | 8 | 223 | 7 | 11.82 | 163.9 | 25.64 | 27.73 | 7.1 | 20.63 | 35.67 | 1000 | 576.9 | 0.8981 | 0.1334 | 0.7609 | 0.7705
Kadmat | 2025-08-11 08:00 | 8 | 223 | 8 | 11.94 | 369 | 26.09 | 27.76 | 7.1 | 20.66 | 39.13 | 1000 | 617.8 | 0.8993 | 0.2957 | 0.7649 | 0.8453
Kadmat | 2025-08-11 09:00 | 8 | 223 | 9 | 12.19 | 558.1 | 26.64 | 27.8 | 7.1 | 20.7 | 32.75 | 1000 | 628.3 | 0.9 | 0.4404 | 0.7692 | 0.7074
Kadmat | 2025-08-11 10:00 | 8 | 223 | 10 | 12.56 | 612.2 | 27.11 | 27.84 | 7.1 | 20.74 | 31.77 | 1000 | 653.1 | 0.9 | 0.4803 | 0.7735 | 0.6863
Kadmat | 2025-08-11 11:00 | 8 | 223 | 11 | 13.1 | 768.8 | 27.58 | 27.87 | 7.1 | 20.77 | 29.43 | 1000 | 685.5 | 0.9 | 0.5953 | 0.7776 | 0.6358
Kadmat | 2025-08-11 12:00 | 8 | 223 | 12 | 11.8 | 807.6 | 27.9 | 27.9 | 7.1 | 20.8 | 25.67 | 1000 | 645.4 | 0.8978 | 0.6228 | 0.781 | 0.5545
Kadmat | 2025-08-11 13:00 | 8 | 223 | 13 | 11.01 | 764.5 | 28.03 | 27.93 | 7.1 | 20.83 | 24.35 | 1000 | 625 | 0.8752 | 0.5912 | 0.7837 | 0.5259
Kadmat | 2025-08-11 14:00 | 8 | 223 | 14 | 11.4 | 946.1 | 27.95 | 27.94 | 7.1 | 20.84 | 24.45 | 1000 | 664.3 | 0.8905 | 0.7221 | 0.7853 | 0.5281
Kadmat | 2025-08-11 15:00 | 8 | 223 | 15 | 12.16 | 648.9 | 27.93 | 27.95 | 7.1 | 20.85 | 25.09 | 1000 | 629.6 | 0.9 | 0.5062 | 0.7859 | 0.5419
Kadmat | 2025-08-11 16:00 | 8 | 223 | 16 | 12.2 | 441.1 | 27.85 | 27.94 | 7.1 | 20.84 | 22.2 | 1000 | 620.9 | 0.9 | 0.3494 | 0.7852 | 0.4794
Kadmat | 2025-08-11 17:00 | 8 | 223 | 17 | 11.28 | 274.3 | 27.92 | 27.93 | 7.1 | 20.83 | 23.03 | 1000 | 714.1 | 0.8858 | 0.2198 | 0.7835 | 0.4975
Kadmat | 2025-08-11 18:00 | 8 | 223 | 18 | 12.01 | 57 | 27.71 | 27.9 | 7.1 | 20.8 | 19.6 | 1000 | 811.1 | 0.9 | 0.0464 | 0.7808 | 0.4234
Kadmat | 2025-08-11 19:00 | 8 | 223 | 19 | 11.05 | 0 | 27.4 | 27.87 | 7.1 | 20.77 | 20.33 | 1000 | 854.1 | 0.8769 | 0 | 0.7772 | 0.439
Kadmat | 2025-08-11 20:00 | 8 | 223 | 20 | 10.96 | 0 | 27 | 27.83 | 7.1 | 20.73 | 21.24 | 1000 | 801.8 | 0.8719 | 0 | 0.7731 | 0.4588
Kadmat | 2025-08-11 21:00 | 8 | 223 | 21 | 11.22 | 0 | 26.81 | 27.79 | 7.1 | 20.69 | 20.13 | 1000 | 754.3 | 0.8833 | 0 | 0.7687 | 0.4349
Kadmat | 2025-08-11 22:00 | 8 | 223 | 22 | 12.15 | 0 | 26.42 | 27.76 | 7.1 | 20.66 | 22.44 | 1000 | 662.3 | 0.9 | 0 | 0.7643 | 0.4847
Kadmat | 2025-08-11 23:00 | 8 | 223 | 23 | 13.18 | 0 | 26.29 | 27.72 | 7.1 | 20.62 | 19.8 | 1000 | 556.1 | 0.9 | 0 | 0.7602 | 0.4276
Kadmat | 2025-08-12 00:00 | 8 | 224 | 0 | 16 | 0 | 26.06 | 27.69 | 7.1 | 20.59 | 18.91 | 1000 | 444.6 | 0.9 | 0 | 0.7566 | 0.4084
Kadmat | 2025-08-12 01:00 | 8 | 224 | 1 | 14.77 | 0 | 25.86 | 27.66 | 7.1 | 20.56 | 20.17 | 1000 | 435 | 0.9 | 0 | 0.7539 | 0.4357
Kadmat | 2025-08-12 02:00 | 8 | 224 | 2 | 14.54 | 0 | 25.72 | 27.65 | 7.1 | 20.55 | 21.29 | 1000 | 420.5 | 0.9 | 0 | 0.7522 | 0.46
Kadmat | 2025-08-12 03:00 | 8 | 224 | 3 | 15.1 | 0 | 25.72 | 27.64 | 7.1 | 20.54 | 24.29 | 1000 | 417.2 | 0.9 | 0 | 0.7516 | 0.5247
Kadmat | 2025-08-12 04:00 | 8 | 224 | 4 | 15.67 | 0 | 25.79 | 27.65 | 7.1 | 20.55 | 26.03 | 1000 | 421.1 | 0.9 | 0 | 0.7521 | 0.5622
Kadmat | 2025-08-12 05:00 | 8 | 224 | 5 | 13.51 | 0 | 25.86 | 27.66 | 7.1 | 20.56 | 27.12 | 1000 | 469.7 | 0.9 | 0 | 0.7538 | 0.5857
Kadmat | 2025-08-12 06:00 | 8 | 224 | 6 | 15.1 | 0 | 26.48 | 27.69 | 7.1 | 20.59 | 29.09 | 1000 | 527.9 | 0.9 | 0 | 0.7564 | 0.6283
Kadmat | 2025-08-12 07:00 | 8 | 224 | 7 | 13.76 | 196.8 | 26.98 | 27.72 | 7.1 | 20.62 | 32.69 | 1000 | 556 | 0.9 | 0.1591 | 0.7598 | 0.706
Kadmat | 2025-08-12 08:00 | 8 | 224 | 8 | 13.86 | 414.8 | 27.3 | 27.75 | 7.1 | 20.65 | 28.75 | 1000 | 626.8 | 0.9 | 0.3299 | 0.7638 | 0.6211
Kadmat | 2025-08-12 09:00 | 8 | 224 | 9 | 12.58 | 614 | 27.68 | 27.79 | 7.1 | 20.69 | 27.95 | 1000 | 668.2 | 0.9 | 0.4807 | 0.7681 | 0.6038
Kadmat | 2025-08-12 10:00 | 8 | 224 | 10 | 11.51 | 783.3 | 27.94 | 27.83 | 7.1 | 20.73 | 29.23 | 1000 | 666.1 | 0.8947 | 0.6051 | 0.7725 | 0.6314
Kadmat | 2025-08-12 11:00 | 8 | 224 | 11 | 12.81 | 749.1 | 28.16 | 27.86 | 7.1 | 20.76 | 29.97 | 1000 | 699.3 | 0.9 | 0.5796 | 0.7765 | 0.6474
Kadmat | 2025-08-12 12:00 | 8 | 224 | 12 | 13.26 | 808.3 | 28.44 | 27.89 | 7.1 | 20.79 | 28.26 | 1000 | 634.2 | 0.9 | 0.6221 | 0.7799 | 0.6105
Kadmat | 2025-08-12 13:00 | 8 | 224 | 13 | 13.28 | 995.2 | 28.49 | 27.92 | 7.1 | 20.82 | 30.61 | 1000 | 663.3 | 0.9 | 0.7553 | 0.7826 | 0.6612
Kadmat | 2025-08-12 14:00 | 8 | 224 | 14 | 11.97 | 839 | 28.31 | 27.93 | 7.1 | 20.83 | 34.11 | 1000 | 653.3 | 0.8997 | 0.6446 | 0.7842 | 0.7367
Kadmat | 2025-08-12 15:00 | 8 | 224 | 15 | 13.95 | 690.5 | 28.2 | 27.94 | 7.1 | 20.84 | 32.77 | 1000 | 644.1 | 0.9 | 0.5365 | 0.7848 | 0.7079
Kadmat | 2025-08-12 16:00 | 8 | 224 | 16 | 13.58 | 511.1 | 28.12 | 27.93 | 7.1 | 20.83 | 32.94 | 1000 | 688.2 | 0.9 | 0.4024 | 0.7841 | 0.7116
Kadmat | 2025-08-12 17:00 | 8 | 224 | 17 | 16.22 | 322 | 28.03 | 27.92 | 7.1 | 20.82 | 31.22 | 1000 | 783.1 | 0.9 | 0.257 | 0.7824 | 0.6742
Kadmat | 2025-08-12 18:00 | 8 | 224 | 18 | 13.68 | 65.8 | 27.63 | 27.89 | 7.1 | 20.79 | 31.94 | 1000 | 815.9 | 0.9 | 0.0536 | 0.7797 | 0.69
Kadmat | 2025-08-12 19:00 | 8 | 224 | 19 | 12.24 | 0 | 27.14 | 27.86 | 7.1 | 20.76 | 35.15 | 1000 | 884.5 | 0.9 | 0 | 0.7761 | 0.7592
Kadmat | 2025-08-12 20:00 | 8 | 224 | 20 | 13.57 | 0 | 26.65 | 27.82 | 7.1 | 20.72 | 32.46 | 1000 | 783.3 | 0.9 | 0 | 0.772 | 0.7011
Kadmat | 2025-08-12 21:00 | 8 | 224 | 21 | 12.83 | 0 | 26.37 | 27.79 | 7.1 | 20.69 | 37.2 | 1000 | 735.1 | 0.9 | 0 | 0.7676 | 0.8034
Kadmat | 2025-08-12 22:00 | 8 | 224 | 22 | 13.41 | 0 | 25.91 | 27.75 | 7.1 | 20.65 | 33.28 | 1000 | 668.5 | 0.9 | 0 | 0.7632 | 0.7188
Kadmat | 2025-08-12 23:00 | 8 | 224 | 23 | 13.09 | 0 | 25.65 | 27.71 | 7.1 | 20.61 | 30.35 | 1000 | 516.7 | 0.9 | 0 | 0.7591 | 0.6556
Kadmat | 2025-08-13 00:00 | 8 | 225 | 0 | 15.05 | 0 | 25.15 | 27.68 | 7.1 | 20.58 | 29.91 | 1000 | 451.5 | 0.9 | 0 | 0.7556 | 0.6461
Kadmat | 2025-08-13 01:00 | 8 | 225 | 1 | 14.31 | 0 | 24.8 | 27.65 | 7.1 | 20.55 | 30.3 | 1000 | 456.6 | 0.9 | 0 | 0.7529 | 0.6545
Kadmat | 2025-08-13 02:00 | 8 | 225 | 2 | 14.14 | 0 | 24.75 | 27.64 | 7.1 | 20.54 | 29.81 | 1000 | 393.5 | 0.9 | 0 | 0.7511 | 0.6439
Kadmat | 2025-08-13 03:00 | 8 | 225 | 3 | 14.28 | 0 | 24.74 | 27.63 | 7.1 | 20.53 | 34.07 | 1000 | 407.3 | 0.9 | 0 | 0.7505 | 0.7358
Kadmat | 2025-08-13 04:00 | 8 | 225 | 4 | 12.49 | 0 | 25.1 | 27.64 | 7.1 | 20.54 | 29.83 | 1000 | 414.7 | 0.9 | 0 | 0.7511 | 0.6444
Kadmat | 2025-08-13 05:00 | 8 | 225 | 5 | 9.98 | 0 | 25.43 | 27.65 | 7.1 | 20.55 | 30.95 | 1000 | 457.9 | 0.7797 | 0 | 0.7527 | 0.6685
Kadmat | 2025-08-13 06:00 | 8 | 225 | 6 | 9.78 | 0 | 25.9 | 27.68 | 7.1 | 20.58 | 32.98 | 1000 | 520.1 | 0.7531 | 0 | 0.7553 | 0.7124
Kadmat | 2025-08-13 07:00 | 8 | 225 | 7 | 7.74 | 109 | 26.28 | 27.71 | 7.1 | 20.61 | 30.49 | 1000 | 575.7 | 0.4389 | 0.0889 | 0.7587 | 0.6586
Kadmat | 2025-08-13 08:00 | 8 | 225 | 8 | 8.3 | 259.3 | 26.53 | 27.74 | 7.1 | 20.64 | 30.2 | 1000 | 612.2 | 0.5295 | 0.2091 | 0.7627 | 0.6523
Kadmat | 2025-08-13 09:00 | 8 | 225 | 9 | 8.2 | 349.9 | 27.1 | 27.78 | 7.1 | 20.68 | 25.83 | 1000 | 628.3 | 0.5139 | 0.2797 | 0.767 | 0.558
Kadmat | 2025-08-13 10:00 | 8 | 225 | 10 | 7.66 | 413.2 | 27.7 | 27.82 | 7.1 | 20.72 | 29.01 | 1000 | 647.6 | 0.4262 | 0.3281 | 0.7714 | 0.6266
Kadmat | 2025-08-13 11:00 | 8 | 225 | 11 | 9.06 | 537.5 | 27.95 | 27.85 | 7.1 | 20.75 | 31.28 | 1000 | 666.8 | 0.6512 | 0.4227 | 0.7754 | 0.6756
Kadmat | 2025-08-13 12:00 | 8 | 225 | 12 | 10.48 | 596.4 | 28.23 | 27.89 | 7.1 | 20.79 | 30.65 | 1000 | 661.4 | 0.8345 | 0.4665 | 0.7789 | 0.662
Kadmat | 2025-08-13 13:00 | 8 | 225 | 13 | 8.66 | 558.5 | 28.36 | 27.91 | 7.1 | 20.81 | 30.94 | 1000 | 648.7 | 0.5893 | 0.4379 | 0.7815 | 0.6684
Kadmat | 2025-08-13 14:00 | 8 | 225 | 14 | 8.84 | 477 | 28.37 | 27.92 | 7.1 | 20.82 | 34.72 | 1000 | 633 | 0.6172 | 0.3761 | 0.7831 | 0.7499
Kadmat | 2025-08-13 15:00 | 8 | 225 | 15 | 8.3 | 400.3 | 28.23 | 27.93 | 7.1 | 20.83 | 37.03 | 1000 | 630.6 | 0.5298 | 0.3175 | 0.7837 | 0.7998
Kadmat | 2025-08-13 16:00 | 8 | 225 | 16 | 9.01 | 314.1 | 27.94 | 27.92 | 7.1 | 20.82 | 36.56 | 1000 | 698.2 | 0.6441 | 0.251 | 0.7831 | 0.7897
Kadmat | 2025-08-13 17:00 | 8 | 225 | 17 | 7.25 | 165.1 | 27.72 | 27.91 | 7.1 | 20.81 | 32.21 | 1000 | 757.5 | 0.3648 | 0.1334 | 0.7813 | 0.6957
Kadmat | 2025-08-13 18:00 | 8 | 225 | 18 | 8.15 | 36.9 | 27.21 | 27.88 | 7.1 | 20.78 | 30.53 | 1000 | 835.5 | 0.5059 | 0.0302 | 0.7786 | 0.6594
Kadmat | 2025-08-13 19:00 | 8 | 225 | 19 | 8.66 | 0 | 26.73 | 27.85 | 7.1 | 20.75 | 35 | 1000 | 837.7 | 0.5883 | 0 | 0.775 | 0.756
Kadmat | 2025-08-13 20:00 | 8 | 225 | 20 | 9.7 | 0 | 26.56 | 27.81 | 7.1 | 20.71 | 36.4 | 1000 | 832 | 0.7428 | 0 | 0.7709 | 0.7863
Kadmat | 2025-08-13 21:00 | 8 | 225 | 21 | 12.19 | 0 | 26.31 | 27.78 | 7.1 | 20.68 | 37.98 | 1000 | 748.5 | 0.9 | 0 | 0.7665 | 0.8205
Kadmat | 2025-08-13 22:00 | 8 | 225 | 22 | 11.49 | 0 | 25.98 | 27.74 | 7.1 | 20.64 | 36.28 | 1000 | 615.6 | 0.8941 | 0 | 0.7621 | 0.7837
Kadmat | 2025-08-13 23:00 | 8 | 225 | 23 | 10.95 | 0 | 25.92 | 27.7 | 7.1 | 20.6 | 44.24 | 1000 | 567.3 | 0.8711 | 0 | 0.758 | 0.9
Kadmat | 2025-08-14 00:00 | 8 | 226 | 0 | 11.49 | 0 | 25.27 | 27.67 | 7.1 | 20.57 | 49.53 | 1000 | 474 | 0.8942 | 0 | 0.7545 | 0.9
Kadmat | 2025-08-14 01:00 | 8 | 226 | 1 | 10.64 | 0 | 24.99 | 27.64 | 7.1 | 20.54 | 53.15 | 1000 | 448.6 | 0.8478 | 0 | 0.7518 | 0.9
Kadmat | 2025-08-14 02:00 | 8 | 226 | 2 | 10.04 | 0 | 24.87 | 27.63 | 7.1 | 20.53 | 46.18 | 1000 | 425 | 0.7876 | 0 | 0.7501 | 0.9
Kadmat | 2025-08-14 03:00 | 8 | 226 | 3 | 7.67 | 0 | 25.23 | 27.62 | 7.1 | 20.52 | 48.67 | 1000 | 419.9 | 0.4285 | 0 | 0.7494 | 0.9
Kadmat | 2025-08-14 04:00 | 8 | 226 | 4 | 6.48 | 0 | 25.26 | 27.63 | 7.1 | 20.53 | 43.47 | 1000 | 429.4 | 0.2618 | 0 | 0.75 | 0.9
Kadmat | 2025-08-14 05:00 | 8 | 226 | 5 | 4.92 | 0 | 25.52 | 27.64 | 7.1 | 20.54 | 44.74 | 1000 | 454.8 | 0.1114 | 0 | 0.7516 | 0.9
Kadmat | 2025-08-14 06:00 | 8 | 226 | 6 | 5.56 | 0 | 25.83 | 27.67 | 7.1 | 20.57 | 43.06 | 1000 | 532 | 0.1638 | 0 | 0.7542 | 0.9
Kadmat | 2025-08-14 07:00 | 8 | 226 | 7 | 3.79 | 116.8 | 26.28 | 27.7 | 7.1 | 20.6 | 45.11 | 1000 | 565.3 | 0.0408 | 0.0952 | 0.7576 | 0.9
Kadmat | 2025-08-14 08:00 | 8 | 226 | 8 | 4.06 | 232.7 | 26.6 | 27.73 | 7.1 | 20.63 | 38.14 | 1000 | 581.1 | 0.0541 | 0.1879 | 0.7616 | 0.8238
Kadmat | 2025-08-14 09:00 | 8 | 226 | 9 | 4.72 | 415.9 | 27.03 | 27.77 | 7.1 | 20.67 | 34.91 | 1000 | 612.7 | 0.0968 | 0.331 | 0.766 | 0.754
Kadmat | 2025-08-14 10:00 | 8 | 226 | 10 | 4.38 | 556.8 | 27.32 | 27.81 | 7.1 | 20.71 | 41.64 | 1000 | 633.2 | 0.074 | 0.4383 | 0.7703 | 0.8993
Kadmat | 2025-08-14 11:00 | 8 | 226 | 11 | 3.7 | 614.4 | 27.7 | 27.84 | 7.1 | 20.74 | 34.58 | 1000 | 634.1 | 0.0365 | 0.4809 | 0.7743 | 0.7469
Kadmat | 2025-08-14 12:00 | 8 | 226 | 12 | 4.44 | 686.5 | 27.89 | 27.88 | 7.1 | 20.78 | 34.89 | 1000 | 662.7 | 0.0775 | 0.5342 | 0.7778 | 0.7537
Kadmat | 2025-08-14 13:00 | 8 | 226 | 13 | 3.75 | 641.1 | 28.04 | 27.9 | 7.1 | 20.8 | 37.43 | 1000 | 677.7 | 0.0388 | 0.5002 | 0.7804 | 0.8085
Kadmat | 2025-08-14 14:00 | 8 | 226 | 14 | 3.16 | 569.6 | 27.96 | 27.91 | 7.1 | 20.81 | 37.94 | 1000 | 660.4 | 0.0147 | 0.4469 | 0.7821 | 0.8195
Kadmat | 2025-08-14 15:00 | 8 | 226 | 15 | 2.25 | 488 | 27.86 | 27.92 | 7.1 | 20.82 | 40.67 | 1000 | 606.1 | 0 | 0.3852 | 0.7826 | 0.8784
Kadmat | 2025-08-14 16:00 | 8 | 226 | 16 | 2.7 | 316.9 | 27.61 | 27.91 | 7.1 | 20.81 | 39.75 | 1000 | 654.7 | 0.0035 | 0.2535 | 0.782 | 0.8586
Kadmat | 2025-08-14 17:00 | 8 | 226 | 17 | 2.91 | 218.1 | 27.45 | 27.9 | 7.1 | 20.8 | 37.83 | 1000 | 754.8 | 0.0074 | 0.1757 | 0.7802 | 0.8171
Kadmat | 2025-08-14 18:00 | 8 | 226 | 18 | 2.54 | 43.7 | 27.27 | 27.87 | 7.1 | 20.77 | 35.18 | 1000 | 804.6 | 0.0007 | 0.0356 | 0.7775 | 0.7598
Kadmat | 2025-08-14 19:00 | 8 | 226 | 19 | 2.51 | 0 | 27.05 | 27.84 | 7.1 | 20.74 | 34.96 | 1000 | 796.7 | 0.0002 | 0 | 0.7739 | 0.7551
Kadmat | 2025-08-14 20:00 | 8 | 226 | 20 | 2.5 | 0 | 26.9 | 27.8 | 7.1 | 20.7 | 36.87 | 1000 | 832.4 | 0 | 0 | 0.7698 | 0.7963
Kadmat | 2025-08-14 21:00 | 8 | 226 | 21 | 2.47 | 0 | 26.48 | 27.77 | 7.1 | 20.67 | 31.1 | 1000 | 732.7 | 0 | 0 | 0.7654 | 0.6718
Kadmat | 2025-08-14 22:00 | 8 | 226 | 22 | 2.52 | 0 | 26.24 | 27.73 | 7.1 | 20.63 | 29.48 | 1000 | 651.6 | 0.0003 | 0 | 0.761 | 0.6367
Kadmat | 2025-08-14 23:00 | 8 | 226 | 23 | 2.42 | 0 | 26.03 | 27.69 | 7.1 | 20.59 | 26.86 | 1000 | 530.8 | 0 | 0 | 0.7569 | 0.5801
Kadmat | 2025-08-15 00:00 | 8 | 227 | 0 | 1.91 | 0 | 25.61 | 27.66 | 7.1 | 20.56 | 28.61 | 1000 | 473.8 | 0 | 0 | 0.7534 | 0.618
Kadmat | 2025-08-15 01:00 | 8 | 227 | 1 | 2.16 | 0 | 25.68 | 27.63 | 7.1 | 20.53 | 29.36 | 1000 | 447 | 0 | 0 | 0.7507 | 0.6341
Kadmat | 2025-08-15 02:00 | 8 | 227 | 2 | 2.56 | 0 | 25.43 | 27.62 | 7.1 | 20.52 | 30.67 | 1000 | 429 | 0.0011 | 0 | 0.749 | 0.6625
Kadmat | 2025-08-15 03:00 | 8 | 227 | 3 | 2.65 | 0 | 25.57 | 27.61 | 7.1 | 20.51 | 33.41 | 1000 | 411.2 | 0.0027 | 0 | 0.7484 | 0.7216
Kadmat | 2025-08-15 04:00 | 8 | 227 | 4 | 2.04 | 0 | 25.84 | 27.62 | 7.1 | 20.52 | 31.61 | 1000 | 422.2 | 0 | 0 | 0.7489 | 0.6828
Kadmat | 2025-08-15 05:00 | 8 | 227 | 5 | 1.89 | 0 | 25.99 | 27.63 | 7.1 | 20.53 | 29.64 | 1000 | 449.8 | 0 | 0 | 0.7505 | 0.6403
Kadmat | 2025-08-15 06:00 | 8 | 227 | 6 | 1.19 | 0 | 26.28 | 27.66 | 7.1 | 20.56 | 26.3 | 1000 | 526 | 0 | 0 | 0.7531 | 0.5682
Kadmat | 2025-08-15 07:00 | 8 | 227 | 7 | 1.4 | 146.3 | 26.75 | 27.69 | 7.1 | 20.59 | 25.43 | 1000 | 582.1 | 0 | 0.1188 | 0.7566 | 0.5492
Kadmat | 2025-08-15 08:00 | 8 | 227 | 8 | 1.38 | 280.8 | 27.21 | 27.72 | 7.1 | 20.62 | 29.42 | 1000 | 614.5 | 0 | 0.2255 | 0.7606 | 0.6355
Kadmat | 2025-08-15 09:00 | 8 | 227 | 9 | 1.58 | 412.6 | 27.34 | 27.76 | 7.1 | 20.66 | 30.37 | 1000 | 642.6 | 0 | 0.3281 | 0.7649 | 0.656
Kadmat | 2025-08-15 10:00 | 8 | 227 | 10 | 1.91 | 543 | 27.67 | 27.8 | 7.1 | 20.7 | 26.16 | 1000 | 643.5 | 0 | 0.4272 | 0.7692 | 0.565
Kadmat | 2025-08-15 11:00 | 8 | 227 | 11 | 2.67 | 769.8 | 27.98 | 27.84 | 7.1 | 20.74 | 24.7 | 1000 | 712.5 | 0.0031 | 0.5952 | 0.7732 | 0.5334
Kadmat | 2025-08-15 12:00 | 8 | 227 | 12 | 2.58 | 769.1 | 28.22 | 27.87 | 7.1 | 20.77 | 28.72 | 1000 | 688.4 | 0.0014 | 0.5941 | 0.7767 | 0.6203
Kadmat | 2025-08-15 13:00 | 8 | 227 | 13 | 2.3 | 664.2 | 28.38 | 27.89 | 7.1 | 20.79 | 27.05 | 1000 | 686.6 | 0 | 0.5167 | 0.7793 | 0.5842
Kadmat | 2025-08-15 14:00 | 8 | 227 | 14 | 4.13 | 686 | 28.53 | 27.9 | 7.1 | 20.8 | 26.13 | 1000 | 648.7 | 0.0584 | 0.5325 | 0.781 | 0.5644
Kadmat | 2025-08-15 15:00 | 8 | 227 | 15 | 4.35 | 538.7 | 28.71 | 27.91 | 7.1 | 20.81 | 26.09 | 1000 | 649.2 | 0.072 | 0.4224 | 0.7815 | 0.5635
Kadmat | 2025-08-15 16:00 | 8 | 227 | 16 | 4.39 | 360.8 | 28.48 | 27.9 | 7.1 | 20.8 | 28.92 | 1000 | 647.6 | 0.0745 | 0.2868 | 0.7809 | 0.6247
Kadmat | 2025-08-15 17:00 | 8 | 227 | 17 | 5.37 | 217 | 28.48 | 27.89 | 7.1 | 20.79 | 29.81 | 1000 | 709.4 | 0.1474 | 0.1743 | 0.7791 | 0.6438
Kadmat | 2025-08-15 18:00 | 8 | 227 | 18 | 4.07 | 38.2 | 28 | 27.86 | 7.1 | 20.76 | 30.15 | 1000 | 826.4 | 0.0548 | 0.0311 | 0.7764 | 0.6512
Kadmat | 2025-08-15 19:00 | 8 | 227 | 19 | 4.49 | 0 | 27.56 | 27.83 | 7.1 | 20.73 | 33.59 | 1000 | 855.2 | 0.0801 | 0 | 0.7728 | 0.7255
Kadmat | 2025-08-15 20:00 | 8 | 227 | 20 | 5.28 | 0 | 27.01 | 27.8 | 7.1 | 20.7 | 36.88 | 1000 | 795.6 | 0.1404 | 0 | 0.7687 | 0.7966
Kadmat | 2025-08-15 21:00 | 8 | 227 | 21 | 5.33 | 0 | 26.47 | 27.76 | 7.1 | 20.66 | 35.5 | 1000 | 760.7 | 0.1441 | 0 | 0.7643 | 0.7668
Kadmat | 2025-08-15 22:00 | 8 | 227 | 22 | 6.09 | 0 | 25.93 | 27.72 | 7.1 | 20.62 | 33 | 1000 | 642.5 | 0.2173 | 0 | 0.7599 | 0.7128
Kadmat | 2025-08-15 23:00 | 8 | 227 | 23 | 6.94 | 0 | 25.83 | 27.68 | 7.1 | 20.58 | 33.59 | 1000 | 526.7 | 0.3213 | 0 | 0.7558 | 0.7255
Kadmat | 2025-08-16 00:00 | 8 | 228 | 0 | 8.1 | 0 | 25.62 | 27.65 | 7.1 | 20.55 | 38.96 | 1000 | 440.2 | 0.4977 | 0 | 0.7523 | 0.8416
Kadmat | 2025-08-16 01:00 | 8 | 228 | 1 | 7.69 | 0 | 25.36 | 27.62 | 7.1 | 20.52 | 41.06 | 1000 | 418.6 | 0.4316 | 0 | 0.7496 | 0.887
Kadmat | 2025-08-16 02:00 | 8 | 228 | 2 | 7.54 | 0 | 25.41 | 27.61 | 7.1 | 20.51 | 37.19 | 1000 | 419.9 | 0.4084 | 0 | 0.7479 | 0.8034
Kadmat | 2025-08-16 03:00 | 8 | 228 | 3 | 6.98 | 0 | 25.28 | 27.6 | 7.1 | 20.5 | 34.52 | 1000 | 413 | 0.3265 | 0 | 0.7473 | 0.7457
Kadmat | 2025-08-16 04:00 | 8 | 228 | 4 | 7.62 | 0 | 25.33 | 27.61 | 7.1 | 20.51 | 36.85 | 1000 | 432.4 | 0.4199 | 0 | 0.7478 | 0.796
Kadmat | 2025-08-16 05:00 | 8 | 228 | 5 | 7.97 | 0 | 25.59 | 27.62 | 7.1 | 20.52 | 40.2 | 1000 | 460.6 | 0.4753 | 0 | 0.7494 | 0.8683
Kadmat | 2025-08-16 06:00 | 8 | 228 | 6 | 7.76 | 0 | 26.1 | 27.65 | 7.1 | 20.55 | 38.98 | 1000 | 527.4 | 0.4433 | 0 | 0.7521 | 0.842
Kadmat | 2025-08-16 07:00 | 8 | 228 | 7 | 8.37 | 125.6 | 26.35 | 27.68 | 7.1 | 20.58 | 33.95 | 1000 | 557 | 0.5425 | 0.1023 | 0.7555 | 0.7332
Kadmat | 2025-08-16 08:00 | 8 | 228 | 8 | 7.61 | 270.1 | 26.76 | 27.71 | 7.1 | 20.61 | 30.48 | 1000 | 615.5 | 0.4188 | 0.2174 | 0.7595 | 0.6585
Kadmat | 2025-08-16 09:00 | 8 | 228 | 9 | 6.64 | 330.9 | 27.1 | 27.75 | 7.1 | 20.65 | 30.3 | 1000 | 633.3 | 0.2824 | 0.2649 | 0.7638 | 0.6546
Kadmat | 2025-08-16 10:00 | 8 | 228 | 10 | 4.96 | 483.9 | 27.51 | 27.79 | 7.1 | 20.69 | 30.63 | 1000 | 665.6 | 0.1138 | 0.3826 | 0.7681 | 0.6617
Kadmat | 2025-08-16 11:00 | 8 | 228 | 11 | 3.86 | 508.5 | 27.85 | 27.83 | 7.1 | 20.73 | 31.1 | 1000 | 668.6 | 0.044 | 0.4009 | 0.7721 | 0.6717
Kadmat | 2025-08-16 12:00 | 8 | 228 | 12 | 3.61 | 511.9 | 28.3 | 27.86 | 7.1 | 20.76 | 29.39 | 1000 | 673.2 | 0.0323 | 0.4027 | 0.7756 | 0.6348
Kadmat | 2025-08-16 13:00 | 8 | 228 | 13 | 3.94 | 509.7 | 28.47 | 27.88 | 7.1 | 20.78 | 24.04 | 1000 | 658.2 | 0.0477 | 0.4009 | 0.7783 | 0.5193
Kadmat | 2025-08-16 14:00 | 8 | 228 | 14 | 2.62 | 523.2 | 28.55 | 27.9 | 7.1 | 20.8 | 25.95 | 1000 | 649.2 | 0.0021 | 0.4109 | 0.78 | 0.5606
Kadmat | 2025-08-16 15:00 | 8 | 228 | 15 | 2.96 | 412.1 | 28.53 | 27.9 | 7.1 | 20.8 | 25.16 | 1000 | 655.4 | 0.0083 | 0.3263 | 0.7806 | 0.5435
Kadmat | 2025-08-16 16:00 | 8 | 228 | 16 | 3.9 | 292.1 | 28.45 | 27.9 | 7.1 | 20.8 | 23.66 | 1000 | 669.8 | 0.0455 | 0.2333 | 0.7801 | 0.511
Kadmat | 2025-08-16 17:00 | 8 | 228 | 17 | 3.36 | 162.1 | 28.27 | 27.88 | 7.1 | 20.78 | 22.26 | 1000 | 715.4 | 0.0218 | 0.1308 | 0.7785 | 0.4808
Kadmat | 2025-08-16 18:00 | 8 | 228 | 18 | 3 | 31 | 28.05 | 27.86 | 7.1 | 20.76 | 23.88 | 1000 | 810.8 | 0.009 | 0.0252 | 0.7758 | 0.5158
Kadmat | 2025-08-16 19:00 | 8 | 228 | 19 | 3.59 | 0 | 27.85 | 27.83 | 7.1 | 20.73 | 25.52 | 1000 | 838.8 | 0.0311 | 0 | 0.7723 | 0.5512
Kadmat | 2025-08-16 20:00 | 8 | 228 | 20 | 3.64 | 0 | 27.59 | 27.79 | 7.1 | 20.69 | 25.67 | 1000 | 841.4 | 0.0334 | 0 | 0.7683 | 0.5545
Kadmat | 2025-08-16 21:00 | 8 | 228 | 21 | 3.67 | 0 | 27.46 | 27.75 | 7.1 | 20.65 | 24.85 | 1000 | 779.8 | 0.0347 | 0 | 0.764 | 0.5367
Kadmat | 2025-08-16 22:00 | 8 | 228 | 22 | 4.77 | 0 | 26.86 | 27.71 | 7.1 | 20.61 | 24.79 | 1000 | 625 | 0.1003 | 0 | 0.7597 | 0.5355
Kadmat | 2025-08-16 23:00 | 8 | 228 | 23 | 4.76 | 0 | 26.25 | 27.68 | 7.1 | 20.58 | 24.47 | 1000 | 560.6 | 0.1001 | 0 | 0.7557 | 0.5286
Kadmat | 2025-08-17 00:00 | 8 | 229 | 0 | 6.27 | 0 | 25.97 | 27.65 | 7.1 | 20.55 | 23.98 | 1000 | 455.9 | 0.2384 | 0 | 0.7522 | 0.518
Kadmat | 2025-08-17 01:00 | 8 | 229 | 1 | 6.4 | 0 | 25.85 | 27.62 | 7.1 | 20.52 | 23.32 | 1000 | 449.3 | 0.2533 | 0 | 0.7496 | 0.5038
Kadmat | 2025-08-17 02:00 | 8 | 229 | 2 | 6.4 | 0 | 25.67 | 27.61 | 7.1 | 20.51 | 22.18 | 1000 | 417.2 | 0.2531 | 0 | 0.748 | 0.4792
Kadmat | 2025-08-17 03:00 | 8 | 229 | 3 | 6.77 | 0 | 25.69 | 27.6 | 7.1 | 20.51 | 21.08 | 1000 | 422.3 | 0.2992 | 0 | 0.7475 | 0.4554
Kadmat | 2025-08-17 04:00 | 8 | 229 | 4 | 7.44 | 0 | 26.02 | 27.61 | 7.1 | 20.51 | 20.5 | 1000 | 420.2 | 0.3931 | 0 | 0.7481 | 0.4428
Kadmat | 2025-08-17 05:00 | 8 | 229 | 5 | 5.38 | 0 | 26.42 | 27.62 | 7.1 | 20.53 | 20.47 | 1000 | 493.1 | 0.1486 | 0 | 0.7498 | 0.4422
Kadmat | 2025-08-17 06:00 | 8 | 229 | 6 | 4.02 | 0 | 26.7 | 27.65 | 7.1 | 20.55 | 21.4 | 1000 | 518.6 | 0.0515 | 0 | 0.7525 | 0.4623
Kadmat | 2025-08-17 07:00 | 8 | 229 | 7 | 2.77 | 107.3 | 27 | 27.68 | 7.1 | 20.58 | 21.77 | 1000 | 564.2 | 0.0049 | 0.0873 | 0.756 | 0.4702
Kadmat | 2025-08-17 08:00 | 8 | 229 | 8 | 3.86 | 225.7 | 27.4 | 27.72 | 7.1 | 20.62 | 24.8 | 1000 | 602.5 | 0.0437 | 0.1818 | 0.7601 | 0.5357
Kadmat | 2025-08-17 09:00 | 8 | 229 | 9 | 4.29 | 306.1 | 27.78 | 27.76 | 7.1 | 20.66 | 25.71 | 1000 | 633 | 0.0682 | 0.2449 | 0.7645 | 0.5553
Kadmat | 2025-08-17 10:00 | 8 | 229 | 10 | 3.86 | 405.7 | 28 | 27.79 | 7.1 | 20.7 | 23.2 | 1000 | 652.8 | 0.0438 | 0.322 | 0.7689 | 0.501
Kadmat | 2025-08-17 11:00 | 8 | 229 | 11 | 3.01 | 581 | 28.24 | 27.83 | 7.1 | 20.73 | 26.07 | 1000 | 687.9 | 0.0093 | 0.455 | 0.773 | 0.5631
Kadmat | 2025-08-17 12:00 | 8 | 229 | 12 | 4.34 | 431.5 | 28.57 | 27.86 | 7.1 | 20.76 | 22.5 | 1000 | 659.2 | 0.0714 | 0.3411 | 0.7765 | 0.4859
Kadmat | 2025-08-17 13:00 | 8 | 229 | 13 | 5.54 | 447.7 | 28.69 | 27.89 | 7.1 | 20.79 | 23.57 | 1000 | 659.9 | 0.1619 | 0.3534 | 0.7792 | 0.5091
Kadmat | 2025-08-17 14:00 | 8 | 229 | 14 | 6.75 | 497 | 28.58 | 27.9 | 7.1 | 20.8 | 25.39 | 1000 | 671.7 | 0.2973 | 0.391 | 0.781 | 0.5484
Kadmat | 2025-08-17 15:00 | 8 | 229 | 15 | 7.68 | 411.3 | 28.59 | 27.91 | 7.1 | 20.81 | 22.49 | 1000 | 633.9 | 0.4304 | 0.3256 | 0.7816 | 0.4858
Kadmat | 2025-08-17 16:00 | 8 | 229 | 16 | 7.27 | 316.7 | 28.36 | 27.9 | 7.1 | 20.8 | 24.5 | 1000 | 655.9 | 0.3688 | 0.2526 | 0.781 | 0.5292
Kadmat | 2025-08-17 17:00 | 8 | 229 | 17 | 7.25 | 145.4 | 28.17 | 27.89 | 7.1 | 20.79 | 23.23 | 1000 | 726 | 0.3649 | 0.1175 | 0.7794 | 0.5018
Kadmat | 2025-08-17 18:00 | 8 | 229 | 18 | 8.91 | 28.7 | 27.8 | 27.86 | 7.1 | 20.77 | 22.87 | 1000 | 820.3 | 0.6277 | 0.0234 | 0.7767 | 0.4939
Kadmat | 2025-08-17 19:00 | 8 | 229 | 19 | 9.56 | 0 | 27.46 | 27.83 | 7.1 | 20.74 | 21.98 | 1000 | 832.6 | 0.7242 | 0 | 0.7733 | 0.4747
Kadmat | 2025-08-17 20:00 | 8 | 229 | 20 | 7.99 | 0 | 27.09 | 27.8 | 7.1 | 20.7 | 18.94 | 1000 | 822 | 0.4787 | 0 | 0.7692 | 0.4092
Kadmat | 2025-08-17 21:00 | 8 | 229 | 21 | 7.93 | 0 | 26.74 | 27.76 | 7.1 | 20.66 | 17.4 | 1000 | 725 | 0.4689 | 0 | 0.7649 | 0.3758
Kadmat | 2025-08-17 22:00 | 8 | 229 | 22 | 8.68 | 0 | 26.56 | 27.72 | 7.1 | 20.62 | 16.95 | 1000 | 653.1 | 0.5917 | 0 | 0.7606 | 0.3661
Kadmat | 2025-08-17 23:00 | 8 | 229 | 23 | 8.78 | 0 | 26.1 | 27.68 | 7.1 | 20.59 | 17.21 | 1000 | 532.5 | 0.6073 | 0 | 0.7566 | 0.3717
Kadmat | 2025-08-18 00:00 | 8 | 230 | 0 | 9.2 | 0 | 25.87 | 27.65 | 7.1 | 20.56 | 19.05 | 1000 | 450.9 | 0.6716 | 0 | 0.7532 | 0.4116
Kadmat | 2025-08-18 01:00 | 8 | 230 | 1 | 6.9 | 0 | 25.55 | 27.63 | 7.1 | 20.53 | 19.41 | 1000 | 409.5 | 0.3159 | 0 | 0.7505 | 0.4193
Kadmat | 2025-08-18 02:00 | 8 | 230 | 2 | 8.95 | 0 | 25.21 | 27.62 | 7.1 | 20.52 | 20.94 | 1000 | 426.4 | 0.6344 | 0 | 0.7489 | 0.4524
Kadmat | 2025-08-18 03:00 | 8 | 230 | 3 | 7.96 | 0 | 25.24 | 27.61 | 7.1 | 20.51 | 20.48 | 1000 | 419.4 | 0.4743 | 0 | 0.7484 | 0.4423
Kadmat | 2025-08-18 04:00 | 8 | 230 | 4 | 7.5 | 0 | 25.28 | 27.62 | 7.1 | 20.52 | 20.52 | 1000 | 428.6 | 0.401 | 0 | 0.749 | 0.4432
Kadmat | 2025-08-18 05:00 | 8 | 230 | 5 | 7.92 | 0 | 25.56 | 27.63 | 7.1 | 20.53 | 22.06 | 1000 | 478.5 | 0.4678 | 0 | 0.7507 | 0.4766
Kadmat | 2025-08-18 06:00 | 8 | 230 | 6 | 6.89 | 0 | 26.02 | 27.66 | 7.1 | 20.56 | 20.73 | 1000 | 531.1 | 0.3154 | 0 | 0.7534 | 0.4477
Kadmat | 2025-08-18 07:00 | 8 | 230 | 7 | 7.58 | 166.4 | 26.63 | 27.69 | 7.1 | 20.59 | 21.47 | 1000 | 565.7 | 0.4136 | 0.135 | 0.7569 | 0.4638
Kadmat | 2025-08-18 08:00 | 8 | 230 | 8 | 7.85 | 360.6 | 27.05 | 27.72 | 7.1 | 20.63 | 19.55 | 1000 | 597.6 | 0.4567 | 0.2881 | 0.761 | 0.4222
Kadmat | 2025-08-18 09:00 | 8 | 230 | 9 | 8.6 | 574.2 | 27.53 | 27.76 | 7.1 | 20.67 | 20.76 | 1000 | 622 | 0.5792 | 0.451 | 0.7654 | 0.4484
Kadmat | 2025-08-18 10:00 | 8 | 230 | 10 | 8.69 | 790.3 | 28.11 | 27.8 | 7.1 | 20.7 | 19.44 | 1000 | 669.5 | 0.5932 | 0.6098 | 0.7698 | 0.4199
Kadmat | 2025-08-18 11:00 | 8 | 230 | 11 | 9.91 | 882.3 | 28.39 | 27.84 | 7.1 | 20.74 | 19.8 | 1000 | 684.5 | 0.7714 | 0.6755 | 0.7739 | 0.4277
Kadmat | 2025-08-18 12:00 | 8 | 230 | 12 | 10.1 | 882.7 | 28.57 | 27.87 | 7.1 | 20.77 | 20.82 | 1000 | 651.8 | 0.7943 | 0.6753 | 0.7774 | 0.4498
Kadmat | 2025-08-18 13:00 | 8 | 230 | 13 | 10.27 | 866.7 | 28.63 | 27.89 | 7.1 | 20.8 | 19.93 | 1000 | 692.6 | 0.8118 | 0.6637 | 0.7802 | 0.4306
Kadmat | 2025-08-18 14:00 | 8 | 230 | 14 | 9.17 | 705.5 | 28.69 | 27.91 | 7.1 | 20.81 | 18.63 | 1000 | 684.9 | 0.6683 | 0.5466 | 0.7819 | 0.4024
Kadmat | 2025-08-18 15:00 | 8 | 230 | 15 | 9.21 | 684.5 | 28.66 | 27.91 | 7.1 | 20.82 | 20.11 | 1000 | 660.4 | 0.673 | 0.5312 | 0.7825 | 0.4344
Kadmat | 2025-08-18 16:00 | 8 | 230 | 16 | 8.85 | 424.7 | 28.43 | 27.91 | 7.1 | 20.81 | 20.7 | 1000 | 678.6 | 0.6194 | 0.3361 | 0.782 | 0.4471
Kadmat | 2025-08-18 17:00 | 8 | 230 | 17 | 9.74 | 315.9 | 28.2 | 27.89 | 7.1 | 20.8 | 22.51 | 1000 | 741.7 | 0.7478 | 0.2521 | 0.7803 | 0.4861
Kadmat | 2025-08-18 18:00 | 8 | 230 | 18 | 10.25 | 47.3 | 27.8 | 27.87 | 7.1 | 20.77 | 20.72 | 1000 | 834.8 | 0.8102 | 0.0385 | 0.7777 | 0.4475
Kadmat | 2025-08-18 19:00 | 8 | 230 | 19 | 10.59 | 0 | 27.33 | 27.84 | 7.1 | 20.74 | 22.67 | 1000 | 818 | 0.8441 | 0 | 0.7742 | 0.4896
Kadmat | 2025-08-18 20:00 | 8 | 230 | 20 | 12.17 | 0 | 26.77 | 27.8 | 7.1 | 20.71 | 19.33 | 1000 | 822.5 | 0.9 | 0 | 0.7702 | 0.4176
Kadmat | 2025-08-18 21:00 | 8 | 230 | 21 | 12.09 | 0 | 26.23 | 27.77 | 7.1 | 20.67 | 16.42 | 1000 | 734.5 | 0.9 | 0 | 0.7658 | 0.3547
Kadmat | 2025-08-18 22:00 | 8 | 230 | 22 | 13.72 | 0 | 25.73 | 27.73 | 7.1 | 20.63 | 15.47 | 1000 | 679 | 0.9 | 0 | 0.7615 | 0.3342
Kadmat | 2025-08-18 23:00 | 8 | 230 | 23 | 15.43 | 0 | 25.34 | 27.69 | 7.1 | 20.6 | 15.07 | 1000 | 543.5 | 0.9 | 0 | 0.7575 | 0.3255
Kadmat | 2025-08-19 00:00 | 8 | 231 | 0 | 15.24 | 0 | 24.85 | 27.66 | 7.1 | 20.56 | 15.41 | 1000 | 450.9 | 0.9 | 0 | 0.7541 | 0.3329
Kadmat | 2025-08-19 01:00 | 8 | 231 | 1 | 15.66 | 0 | 24.78 | 27.64 | 7.1 | 20.54 | 15.04 | 1000 | 438.1 | 0.9 | 0 | 0.7515 | 0.3249
Kadmat | 2025-08-19 02:00 | 8 | 231 | 2 | 14.42 | 0 | 24.61 | 27.62 | 7.1 | 20.53 | 14.75 | 1000 | 406.8 | 0.9 | 0 | 0.7498 | 0.3186
Kadmat | 2025-08-19 03:00 | 8 | 231 | 3 | 15.75 | 0 | 24.79 | 27.62 | 7.1 | 20.52 | 15.21 | 1000 | 424.1 | 0.9 | 0 | 0.7493 | 0.3285
Kadmat | 2025-08-19 04:00 | 8 | 231 | 4 | 14.99 | 0 | 25.14 | 27.62 | 7.1 | 20.53 | 14.6 | 1000 | 429.9 | 0.9 | 0 | 0.7499 | 0.3154
Kadmat | 2025-08-19 05:00 | 8 | 231 | 5 | 14.28 | 0 | 25.52 | 27.64 | 7.1 | 20.54 | 14.83 | 1000 | 461.3 | 0.9 | 0 | 0.7516 | 0.3202
Kadmat | 2025-08-19 06:00 | 8 | 231 | 6 | 15.47 | 0 | 25.78 | 27.66 | 7.1 | 20.57 | 14.95 | 1000 | 501.1 | 0.9 | 0 | 0.7543 | 0.3229
Kadmat | 2025-08-19 07:00 | 8 | 231 | 7 | 14.63 | 91.4 | 26.16 | 27.69 | 7.1 | 20.6 | 14.11 | 1000 | 569.8 | 0.9 | 0.0746 | 0.7578 | 0.3049
Kadmat | 2025-08-19 08:00 | 8 | 231 | 8 | 14.24 | 183.9 | 26.71 | 27.73 | 7.1 | 20.63 | 12.47 | 1000 | 592.3 | 0.9 | 0.149 | 0.7619 | 0.2693
Kadmat | 2025-08-19 09:00 | 8 | 231 | 9 | 14.16 | 282.5 | 27.27 | 27.77 | 7.1 | 20.67 | 11.32 | 1000 | 628.8 | 0.9 | 0.2268 | 0.7663 | 0.2445
Kadmat | 2025-08-19 10:00 | 8 | 231 | 10 | 14.36 | 390.1 | 27.6 | 27.81 | 7.1 | 20.71 | 11.19 | 1000 | 671.6 | 0.9 | 0.3104 | 0.7707 | 0.2417
Kadmat | 2025-08-19 11:00 | 8 | 231 | 11 | 12.01 | 406.3 | 27.87 | 27.84 | 7.1 | 20.75 | 11.69 | 1000 | 660.4 | 0.9 | 0.3226 | 0.7748 | 0.2525
Kadmat | 2025-08-19 12:00 | 8 | 231 | 12 | 12.06 | 430.9 | 28.12 | 27.88 | 7.1 | 20.78 | 11 | 1000 | 675.5 | 0.9 | 0.3413 | 0.7783 | 0.2376
Kadmat | 2025-08-19 13:00 | 8 | 231 | 13 | 12.13 | 389.4 | 28.29 | 27.9 | 7.1 | 20.8 | 11.21 | 1000 | 648.1 | 0.9 | 0.3091 | 0.7811 | 0.2421
Kadmat | 2025-08-19 14:00 | 8 | 231 | 14 | 13.21 | 333.1 | 28.47 | 27.92 | 7.09 | 20.82 | 10.54 | 1000 | 626.4 | 0.9 | 0.2653 | 0.7828 | 0.2276
Kadmat | 2025-08-19 15:00 | 8 | 231 | 15 | 12.95 | 306.6 | 28.4 | 27.92 | 7.09 | 20.83 | 10.9 | 1000 | 658.7 | 0.9 | 0.2447 | 0.7834 | 0.2355
Kadmat | 2025-08-19 16:00 | 8 | 231 | 16 | 13.57 | 232.4 | 28.3 | 27.92 | 7.09 | 20.82 | 10.82 | 1000 | 703 | 0.9 | 0.1866 | 0.7829 | 0.2336
Kadmat | 2025-08-19 17:00 | 8 | 231 | 17 | 15.37 | 122.6 | 27.88 | 27.9 | 7.09 | 20.81 | 9.87 | 1000 | 739.1 | 0.9 | 0.0993 | 0.7812 | 0.2132
Kadmat | 2025-08-19 18:00 | 8 | 231 | 18 | 14.03 | 21.7 | 27.6 | 27.88 | 7.09 | 20.78 | 10 | 1000 | 832.2 | 0.9 | 0.0177 | 0.7786 | 0.2161
Kadmat | 2025-08-19 19:00 | 8 | 231 | 19 | 12.61 | 0 | 27.48 | 27.85 | 7.09 | 20.75 | 11.26 | 1000 | 862.1 | 0.9 | 0 | 0.7751 | 0.2432
Kadmat | 2025-08-19 20:00 | 8 | 231 | 20 | 12.07 | 0 | 26.98 | 27.81 | 7.09 | 20.72 | 12.82 | 1000 | 799.9 | 0.9 | 0 | 0.7711 | 0.2769
Kadmat | 2025-08-19 21:00 | 8 | 231 | 21 | 12.65 | 0 | 26.4 | 27.77 | 7.09 | 20.68 | 12.45 | 1000 | 752.9 | 0.9 | 0 | 0.7668 | 0.269
Kadmat | 2025-08-19 22:00 | 8 | 231 | 22 | 11.31 | 0 | 25.99 | 27.73 | 7.09 | 20.64 | 13.11 | 1000 | 652.9 | 0.8872 | 0 | 0.7624 | 0.2832
Kadmat | 2025-08-19 23:00 | 8 | 231 | 23 | 10.41 | 0 | 25.68 | 27.7 | 7.09 | 20.6 | 13.08 | 1000 | 543.9 | 0.8271 | 0 | 0.7584 | 0.2824
Kadmat | 2025-08-20 00:00 | 8 | 232 | 0 | 9.37 | 0 | 25.48 | 27.67 | 7.09 | 20.57 | 13.38 | 1000 | 455.1 | 0.6979 | 0 | 0.755 | 0.289
Kadmat | 2025-08-20 01:00 | 8 | 232 | 1 | 8.66 | 0 | 25.29 | 27.64 | 7.09 | 20.55 | 13.11 | 1000 | 451.7 | 0.5887 | 0 | 0.7524 | 0.2831
Kadmat | 2025-08-20 02:00 | 8 | 232 | 2 | 8.3 | 0 | 25.23 | 27.63 | 7.09 | 20.53 | 13.86 | 1000 | 425.8 | 0.5301 | 0 | 0.7507 | 0.2993
Kadmat | 2025-08-20 03:00 | 8 | 232 | 3 | 8.79 | 0 | 25.27 | 27.62 | 7.09 | 20.53 | 12.87 | 1000 | 405.5 | 0.6099 | 0 | 0.7502 | 0.2779
Kadmat | 2025-08-20 04:00 | 8 | 232 | 4 | 9.2 | 0 | 25.45 | 27.63 | 7.09 | 20.54 | 13.54 | 1000 | 422.7 | 0.6723 | 0 | 0.7508 | 0.2925
Kadmat | 2025-08-20 05:00 | 8 | 232 | 5 | 7.73 | 0 | 25.58 | 27.64 | 7.09 | 20.55 | 14.32 | 1000 | 471.3 | 0.4386 | 0 | 0.7525 | 0.3092
Kadmat | 2025-08-20 06:00 | 8 | 232 | 6 | 8.17 | 0 | 25.9 | 27.67 | 7.09 | 20.57 | 13.24 | 1000 | 518.9 | 0.5082 | 0 | 0.7552 | 0.2859
Kadmat | 2025-08-20 07:00 | 8 | 232 | 7 | 9.13 | 162 | 26.41 | 27.7 | 7.09 | 20.61 | 13.02 | 1000 | 546.4 | 0.6614 | 0.1315 | 0.7587 | 0.2812
Kadmat | 2025-08-20 08:00 | 8 | 232 | 8 | 10.23 | 283.9 | 26.96 | 27.74 | 7.09 | 20.64 | 13.84 | 1000 | 600 | 0.8077 | 0.2282 | 0.7628 | 0.299
Kadmat | 2025-08-20 09:00 | 8 | 232 | 9 | 10.38 | 481 | 27.52 | 27.78 | 7.09 | 20.68 | 13.38 | 1000 | 681.1 | 0.8241 | 0.3804 | 0.7672 | 0.2891
Kadmat | 2025-08-20 10:00 | 8 | 232 | 10 | 10.62 | 645.1 | 27.76 | 27.81 | 7.09 | 20.72 | 14.8 | 1000 | 663 | 0.8459 | 0.5037 | 0.7716 | 0.3197
Kadmat | 2025-08-20 11:00 | 8 | 232 | 11 | 10.42 | 753.2 | 28.04 | 27.85 | 7.09 | 20.76 | 12.59 | 1000 | 654.9 | 0.8288 | 0.5829 | 0.7757 | 0.272
Kadmat | 2025-08-20 12:00 | 8 | 232 | 12 | 9.84 | 752.5 | 28.35 | 27.88 | 7.09 | 20.79 | 12.98 | 1000 | 670.5 | 0.7616 | 0.5817 | 0.7793 | 0.2804
Kadmat | 2025-08-20 13:00 | 8 | 232 | 13 | 13.17 | 756 | 28.62 | 27.91 | 7.09 | 20.81 | 13.99 | 1000 | 648 | 0.9 | 0.5837 | 0.782 | 0.3022
Kadmat | 2025-08-20 14:00 | 8 | 232 | 14 | 10.59 | 679.4 | 28.68 | 27.92 | 7.09 | 20.83 | 13.75 | 1000 | 638.1 | 0.8438 | 0.5273 | 0.7837 | 0.297
Kadmat | 2025-08-20 15:00 | 8 | 232 | 15 | 9.34 | 532.2 | 28.5 | 27.93 | 7.09 | 20.83 | 14.1 | 1000 | 674.1 | 0.6931 | 0.4178 | 0.7844 | 0.3045
Kadmat | 2025-08-20 16:00 | 8 | 232 | 16 | 9.33 | 445.7 | 28.43 | 27.92 | 7.09 | 20.83 | 14.92 | 1000 | 645.8 | 0.6912 | 0.3522 | 0.7838 | 0.3223
Kadmat | 2025-08-20 17:00 | 8 | 232 | 17 | 10.21 | 260.3 | 28.09 | 27.91 | 7.09 | 20.81 | 14.74 | 1000 | 728.2 | 0.8057 | 0.2086 | 0.7822 | 0.3185
Kadmat | 2025-08-20 18:00 | 8 | 232 | 18 | 9.73 | 40.5 | 27.84 | 27.88 | 7.09 | 20.79 | 13.61 | 1000 | 814.9 | 0.7473 | 0.033 | 0.7795 | 0.2939
Kadmat | 2025-08-20 19:00 | 8 | 232 | 19 | 10.45 | 0 | 27.45 | 27.85 | 7.09 | 20.76 | 13 | 1000 | 867.1 | 0.8318 | 0 | 0.776 | 0.2808
Kadmat | 2025-08-20 20:00 | 8 | 232 | 20 | 9.65 | 0 | 27.13 | 27.82 | 7.09 | 20.72 | 13.79 | 1000 | 809.1 | 0.7362 | 0 | 0.772 | 0.2979
Kadmat | 2025-08-20 21:00 | 8 | 232 | 21 | 9.02 | 0 | 26.68 | 27.78 | 7.09 | 20.69 | 13.07 | 1000 | 750.2 | 0.6463 | 0 | 0.7677 | 0.2823
Kadmat | 2025-08-20 22:00 | 8 | 232 | 22 | 11.05 | 0 | 26.35 | 27.74 | 7.09 | 20.65 | 11.44 | 1000 | 617.5 | 0.8766 | 0 | 0.7634 | 0.2471
Kadmat | 2025-08-20 23:00 | 8 | 232 | 23 | 7.18 | 0 | 25.98 | 27.7 | 7.09 | 20.61 | 10.38 | 1000 | 531.7 | 0.3556 | 0 | 0.7593 | 0.2241
Kadmat | 2025-08-21 00:00 | 8 | 233 | 0 | 5.08 | 0 | 25.76 | 27.67 | 7.09 | 20.58 | 11.4 | 1000 | 436.1 | 0.1234 | 0 | 0.7559 | 0.2463
Kadmat | 2025-08-21 01:00 | 8 | 233 | 1 | 4.52 | 0 | 25.6 | 27.65 | 7.09 | 20.56 | 10.71 | 1000 | 475.9 | 0.0827 | 0 | 0.7533 | 0.2313
Kadmat | 2025-08-21 02:00 | 8 | 233 | 2 | 5.04 | 0 | 25.53 | 27.64 | 7.09 | 20.54 | 11.29 | 1000 | 400.7 | 0.1203 | 0 | 0.7516 | 0.244
Kadmat | 2025-08-21 03:00 | 8 | 233 | 3 | 4.46 | 0 | 25.68 | 27.63 | 7.09 | 20.54 | 11.05 | 1000 | 381.7 | 0.0789 | 0 | 0.7511 | 0.2386
Kadmat | 2025-08-21 04:00 | 8 | 233 | 4 | 3.92 | 0 | 25.86 | 27.64 | 7.09 | 20.54 | 11.45 | 1000 | 427.4 | 0.0465 | 0 | 0.7517 | 0.2473
Kadmat | 2025-08-21 05:00 | 8 | 233 | 5 | 4.7 | 0 | 25.94 | 27.65 | 7.09 | 20.56 | 11.58 | 1000 | 468.2 | 0.0951 | 0 | 0.7534 | 0.2501
Kadmat | 2025-08-21 06:00 | 8 | 233 | 6 | 4.15 | 0 | 26.12 | 27.68 | 7.09 | 20.58 | 12.82 | 1000 | 504 | 0.0596 | 0 | 0.7561 | 0.277
Kadmat | 2025-08-21 07:00 | 8 | 233 | 7 | 4.95 | 48.9 | 26.5 | 27.71 | 7.09 | 20.61 | 12.38 | 1000 | 558.5 | 0.1133 | 0.04 | 0.7596 | 0.2675
Kadmat | 2025-08-21 08:00 | 8 | 233 | 8 | 5.52 | 96.1 | 26.68 | 27.74 | 7.09 | 20.65 | 11.89 | 1000 | 590.3 | 0.1602 | 0.0783 | 0.7637 | 0.2568
Kadmat | 2025-08-21 09:00 | 8 | 233 | 9 | 3.43 | 154 | 27.18 | 27.78 | 7.09 | 20.69 | 12.39 | 1000 | 630.1 | 0.0246 | 0.1248 | 0.7681 | 0.2677
Kadmat | 2025-08-21 10:00 | 8 | 233 | 10 | 4.79 | 165 | 27.36 | 27.82 | 7.09 | 20.73 | 12.99 | 1000 | 657.8 | 0.1019 | 0.1335 | 0.7725 | 0.2806
Kadmat | 2025-08-21 11:00 | 8 | 233 | 11 | 4.52 | 211.1 | 27.68 | 27.86 | 7.09 | 20.77 | 14.32 | 1000 | 681.4 | 0.0827 | 0.1701 | 0.7767 | 0.3093
Kadmat | 2025-08-21 12:00 | 8 | 233 | 12 | 5.87 | 217.1 | 27.8 | 27.89 | 7.09 | 20.8 | 14.69 | 1000 | 720.2 | 0.1942 | 0.1747 | 0.7802 | 0.3173
Kadmat | 2025-08-21 13:00 | 8 | 233 | 13 | 6.51 | 207.6 | 27.91 | 27.91 | 7.09 | 20.82 | 12.51 | 1000 | 699.7 | 0.2665 | 0.1672 | 0.7829 | 0.2703
Kadmat | 2025-08-21 14:00 | 8 | 233 | 14 | 7.42 | 223.8 | 27.91 | 27.93 | 7.09 | 20.84 | 13.46 | 1000 | 640.1 | 0.3906 | 0.18 | 0.7847 | 0.2907
Kadmat | 2025-08-21 15:00 | 8 | 233 | 15 | 8.91 | 155.7 | 27.9 | 27.93 | 7.09 | 20.84 | 14.83 | 1000 | 659 | 0.6288 | 0.1258 | 0.7853 | 0.3203
Kadmat | 2025-08-21 16:00 | 8 | 233 | 16 | 9.78 | 111.9 | 27.86 | 27.93 | 7.09 | 20.84 | 14.15 | 1000 | 641.8 | 0.7532 | 0.0907 | 0.7847 | 0.3055
Kadmat | 2025-08-21 17:00 | 8 | 233 | 17 | 10.38 | 54.6 | 27.66 | 27.91 | 7.09 | 20.82 | 16.86 | 1000 | 702.7 | 0.8238 | 0.0445 | 0.7831 | 0.3643
Kadmat | 2025-08-21 18:00 | 8 | 233 | 18 | 10.62 | 10.6 | 27.16 | 27.89 | 7.09 | 20.8 | 17.59 | 1000 | 802.9 | 0.8461 | 0.0087 | 0.7804 | 0.38
Kadmat | 2025-08-21 19:00 | 8 | 233 | 19 | 11.48 | 0 | 26.84 | 27.86 | 7.09 | 20.77 | 19.91 | 1000 | 888.6 | 0.8938 | 0 | 0.777 | 0.4301
Kadmat | 2025-08-21 20:00 | 8 | 233 | 20 | 10.67 | 0 | 26.42 | 27.82 | 7.09 | 20.73 | 22.5 | 1000 | 777.1 | 0.8502 | 0 | 0.7729 | 0.486
Kadmat | 2025-08-21 21:00 | 8 | 233 | 21 | 10.31 | 0 | 26.02 | 27.79 | 7.09 | 20.69 | 23.79 | 1000 | 741.6 | 0.8163 | 0 | 0.7686 | 0.5138
Kadmat | 2025-08-21 22:00 | 8 | 233 | 22 | 9.85 | 0 | 25.6 | 27.75 | 7.09 | 20.66 | 23.48 | 1000 | 705.3 | 0.7624 | 0 | 0.7643 | 0.5071
Kadmat | 2025-08-21 23:00 | 8 | 233 | 23 | 11.57 | 0 | 25.13 | 27.71 | 7.09 | 20.62 | 21.34 | 1000 | 542.8 | 0.8954 | 0 | 0.7603 | 0.4609
Kadmat | 2025-08-22 00:00 | 8 | 234 | 0 | 9.3 | 0 | 25.07 | 27.68 | 7.09 | 20.59 | 21.93 | 1000 | 455.5 | 0.6868 | 0 | 0.7568 | 0.4737
Kadmat | 2025-08-22 01:00 | 8 | 234 | 1 | 8.05 | 0 | 24.86 | 27.66 | 7.09 | 20.57 | 23.17 | 1000 | 440.6 | 0.4887 | 0 | 0.7542 | 0.5004
Kadmat | 2025-08-22 02:00 | 8 | 234 | 2 | 8.71 | 0 | 24.83 | 27.64 | 7.09 | 20.55 | 23.37 | 1000 | 401.1 | 0.5959 | 0 | 0.7526 | 0.5049
Kadmat | 2025-08-22 03:00 | 8 | 234 | 3 | 9.72 | 0 | 25.02 | 27.64 | 7.09 | 20.55 | 22.3 | 1000 | 401.2 | 0.7456 | 0 | 0.752 | 0.4817
Kadmat | 2025-08-22 04:00 | 8 | 234 | 4 | 9.71 | 0 | 25.21 | 27.64 | 7.09 | 20.55 | 23.59 | 1000 | 432.9 | 0.745 | 0 | 0.7526 | 0.5095
Kadmat | 2025-08-22 05:00 | 8 | 234 | 5 | 10.73 | 0 | 25.65 | 27.66 | 7.09 | 20.57 | 22 | 1000 | 466.6 | 0.8547 | 0 | 0.7543 | 0.4752
Kadmat | 2025-08-22 06:00 | 8 | 234 | 6 | 9.39 | 0 | 25.86 | 27.68 | 7.09 | 20.59 | 21.38 | 1000 | 508.6 | 0.6997 | 0 | 0.7571 | 0.4618
Kadmat | 2025-08-22 07:00 | 8 | 234 | 7 | 9.36 | 174.2 | 26.44 | 27.71 | 7.09 | 20.62 | 22.86 | 1000 | 581.6 | 0.6955 | 0.1413 | 0.7606 | 0.4938
Kadmat | 2025-08-22 08:00 | 8 | 234 | 8 | 9.45 | 393.4 | 26.8 | 27.75 | 7.09 | 20.66 | 21.46 | 1000 | 612.7 | 0.7096 | 0.3138 | 0.7647 | 0.4635
Kadmat | 2025-08-22 09:00 | 8 | 234 | 9 | 8.18 | 608.6 | 27.02 | 27.79 | 7.09 | 20.7 | 21.86 | 1000 | 633 | 0.5103 | 0.4777 | 0.7691 | 0.4723
Kadmat | 2025-08-22 10:00 | 8 | 234 | 10 | 8.97 | 843.4 | 27.45 | 27.83 | 7.09 | 20.74 | 20.11 | 1000 | 667.3 | 0.6382 | 0.6498 | 0.7735 | 0.4343
Kadmat | 2025-08-22 11:00 | 8 | 234 | 11 | 11.2 | 926.1 | 27.86 | 27.86 | 7.09 | 20.77 | 21 | 1000 | 645.5 | 0.8829 | 0.7081 | 0.7776 | 0.4537
Kadmat | 2025-08-22 12:00 | 8 | 234 | 12 | 11.34 | 945.3 | 28.38 | 27.9 | 7.09 | 20.81 | 23.36 | 1000 | 671.8 | 0.8884 | 0.7203 | 0.7811 | 0.5046
Kadmat | 2025-08-22 13:00 | 8 | 234 | 13 | 9.65 | 932.6 | 28.47 | 27.92 | 7.09 | 20.83 | 21.8 | 1000 | 675.3 | 0.736 | 0.7111 | 0.7839 | 0.471
Kadmat | 2025-08-22 14:00 | 8 | 234 | 14 | 11.39 | 880.7 | 28.53 | 27.93 | 7.09 | 20.84 | 23.16 | 1000 | 672.6 | 0.8903 | 0.674 | 0.7856 | 0.5003
Kadmat | 2025-08-22 15:00 | 8 | 234 | 15 | 13.11 | 735 | 28.43 | 27.94 | 7.09 | 20.85 | 20.85 | 1000 | 652.3 | 0.9 | 0.5687 | 0.7862 | 0.4503
Kadmat | 2025-08-22 16:00 | 8 | 234 | 16 | 13.21 | 472.7 | 28.33 | 27.94 | 7.09 | 20.85 | 21.55 | 1000 | 703 | 0.9 | 0.3729 | 0.7857 | 0.4654
Kadmat | 2025-08-22 17:00 | 8 | 234 | 17 | 13.23 | 260.9 | 27.97 | 27.92 | 7.09 | 20.83 | 23.63 | 1000 | 743.1 | 0.9 | 0.2093 | 0.784 | 0.5103
Kadmat | 2025-08-22 18:00 | 8 | 234 | 18 | 11.99 | 42.8 | 27.6 | 27.9 | 7.09 | 20.81 | 25.32 | 1000 | 788.6 | 0.8999 | 0.0349 | 0.7814 | 0.5468
Kadmat | 2025-08-22 19:00 | 8 | 234 | 19 | 13.16 | 0 | 27.35 | 27.87 | 7.09 | 20.78 | 27 | 1000 | 866.5 | 0.9 | 0 | 0.7779 | 0.5831
Kadmat | 2025-08-22 20:00 | 8 | 234 | 20 | 13.86 | 0 | 27.16 | 27.83 | 7.09 | 20.74 | 28.49 | 1000 | 835.4 | 0.9 | 0 | 0.7738 | 0.6154
Kadmat | 2025-08-22 21:00 | 8 | 234 | 21 | 14.24 | 0 | 26.82 | 27.79 | 7.09 | 20.7 | 35.01 | 1000 | 721.4 | 0.9 | 0 | 0.7695 | 0.7561
Kadmat | 2025-08-22 22:00 | 8 | 234 | 22 | 12.72 | 0 | 26.48 | 27.75 | 7.09 | 20.66 | 31.95 | 1000 | 677.6 | 0.9 | 0 | 0.7652 | 0.6902
Kadmat | 2025-08-22 23:00 | 8 | 234 | 23 | 9.44 | 0 | 26.26 | 27.72 | 7.09 | 20.63 | 32.16 | 1000 | 555.8 | 0.708 | 0 | 0.7612 | 0.6947
Kadmat | 2025-08-23 00:00 | 8 | 235 | 0 | 9.52 | 0 | 26 | 27.69 | 7.09 | 20.6 | 37.91 | 1000 | 450.4 | 0.7186 | 0 | 0.7577 | 0.8188
Kadmat | 2025-08-23 01:00 | 8 | 235 | 1 | 8.54 | 0 | 25.81 | 27.66 | 7.09 | 20.57 | 37.4 | 1000 | 429.1 | 0.5705 | 0 | 0.7551 | 0.8078
Kadmat | 2025-08-23 02:00 | 8 | 235 | 2 | 10.22 | 0 | 25.74 | 27.65 | 7.09 | 20.56 | 39.42 | 1000 | 425.2 | 0.8073 | 0 | 0.7535 | 0.8514
Kadmat | 2025-08-23 03:00 | 8 | 235 | 3 | 10.28 | 0 | 25.7 | 27.64 | 7.09 | 20.55 | 38.03 | 1000 | 433.1 | 0.8129 | 0 | 0.7529 | 0.8214
Kadmat | 2025-08-23 04:00 | 8 | 235 | 4 | 9.52 | 0 | 25.72 | 27.65 | 7.09 | 20.56 | 35.36 | 1000 | 412.3 | 0.7185 | 0 | 0.7536 | 0.7638
Kadmat | 2025-08-23 05:00 | 8 | 235 | 5 | 9.4 | 0 | 26.05 | 27.66 | 7.09 | 20.58 | 30.72 | 1000 | 456 | 0.7019 | 0 | 0.7553 | 0.6636
Kadmat | 2025-08-23 06:00 | 8 | 235 | 6 | 8.98 | 0 | 26.44 | 27.69 | 7.09 | 20.6 | 30.98 | 1000 | 528.4 | 0.6389 | 0 | 0.758 | 0.6692
Kadmat | 2025-08-23 07:00 | 8 | 235 | 7 | 8.56 | 161.3 | 26.71 | 27.72 | 7.09 | 20.63 | 27.61 | 1000 | 553.8 | 0.5732 | 0.1308 | 0.7615 | 0.5964
Kadmat | 2025-08-23 08:00 | 8 | 235 | 8 | 7.04 | 401.5 | 27.01 | 27.76 | 7.09 | 20.67 | 25.82 | 1000 | 612.2 | 0.3356 | 0.3199 | 0.7656 | 0.5577
Kadmat | 2025-08-23 09:00 | 8 | 235 | 9 | 5.29 | 667.7 | 27.46 | 27.8 | 7.09 | 20.71 | 23.06 | 1000 | 594.7 | 0.141 | 0.5211 | 0.77 | 0.4981
Kadmat | 2025-08-23 10:00 | 8 | 235 | 10 | 5.39 | 721.6 | 27.86 | 27.83 | 7.09 | 20.75 | 20.32 | 1000 | 637.5 | 0.1493 | 0.5601 | 0.7744 | 0.4389
Kadmat | 2025-08-23 11:00 | 8 | 235 | 11 | 7.34 | 909 | 28.26 | 27.87 | 7.09 | 20.78 | 21.7 | 1000 | 719 | 0.3781 | 0.6949 | 0.7785 | 0.4688
Kadmat | 2025-08-23 12:00 | 8 | 235 | 12 | 6.71 | 979 | 28.56 | 27.9 | 7.09 | 20.81 | 25.63 | 1000 | 695.9 | 0.2924 | 0.7436 | 0.7821 | 0.5537
Kadmat | 2025-08-23 13:00 | 8 | 235 | 13 | 9.72 | 956.9 | 28.96 | 27.93 | 7.09 | 20.84 | 26.67 | 1000 | 662 | 0.746 | 0.7269 | 0.7848 | 0.576
Kadmat | 2025-08-23 14:00 | 8 | 235 | 14 | 9.2 | 825 | 29.16 | 27.94 | 7.09 | 20.85 | 24.38 | 1000 | 621.6 | 0.6721 | 0.6325 | 0.7865 | 0.5266
Kadmat | 2025-08-23 15:00 | 8 | 235 | 15 | 9.82 | 662.2 | 28.94 | 27.95 | 7.09 | 20.86 | 23.23 | 1000 | 650.5 | 0.7585 | 0.5141 | 0.7871 | 0.5018
Kadmat | 2025-08-23 16:00 | 8 | 235 | 16 | 12.06 | 497.1 | 28.95 | 27.94 | 7.09 | 20.85 | 22.98 | 1000 | 659.4 | 0.9 | 0.3906 | 0.7866 | 0.4964
Kadmat | 2025-08-23 17:00 | 8 | 235 | 17 | 12.81 | 285.7 | 28.75 | 27.93 | 7.09 | 20.84 | 22.25 | 1000 | 772.5 | 0.9 | 0.2281 | 0.7849 | 0.4807
Kadmat | 2025-08-23 18:00 | 8 | 235 | 18 | 12.43 | 35.9 | 28.24 | 27.9 | 7.09 | 20.82 | 23.01 | 1000 | 843.4 | 0.9 | 0.0293 | 0.7823 | 0.497
Kadmat | 2025-08-23 19:00 | 8 | 235 | 19 | 14.5 | 0 | 27.67 | 27.87 | 7.09 | 20.78 | 22.41 | 1000 | 855.4 | 0.9 | 0 | 0.7788 | 0.4841
Kadmat | 2025-08-23 20:00 | 8 | 235 | 20 | 15.93 | 0 | 27.4 | 27.84 | 7.09 | 20.75 | 20.51 | 1000 | 851.9 | 0.9 | 0 | 0.7748 | 0.4431
Kadmat | 2025-08-23 21:00 | 8 | 235 | 21 | 14.51 | 0 | 27.03 | 27.8 | 7.09 | 20.71 | 20.15 | 1000 | 735.3 | 0.9 | 0 | 0.7704 | 0.4352
Kadmat | 2025-08-23 22:00 | 8 | 235 | 22 | 14.7 | 0 | 26.52 | 27.76 | 7.09 | 20.67 | 19.12 | 1000 | 652.3 | 0.9 | 0 | 0.7661 | 0.4129
Kadmat | 2025-08-23 23:00 | 8 | 235 | 23 | 14.06 | 0 | 26.19 | 27.72 | 7.09 | 20.64 | 19.38 | 1000 | 558.5 | 0.9 | 0 | 0.7621 | 0.4187
Kadmat | 2025-08-24 00:00 | 8 | 236 | 0 | 14.55 | 0 | 25.83 | 27.69 | 7.09 | 20.61 | 24.5 | 1000 | 440.9 | 0.9 | 0 | 0.7587 | 0.5291
Kadmat | 2025-08-24 01:00 | 8 | 236 | 1 | 15.92 | 0 | 25.76 | 27.67 | 7.09 | 20.58 | 22.96 | 1000 | 438.9 | 0.9 | 0 | 0.756 | 0.4959
Kadmat | 2025-08-24 02:00 | 8 | 236 | 2 | 17.19 | 0 | 25.5 | 27.65 | 7.09 | 20.57 | 21.94 | 1000 | 439.2 | 0.9 | 0 | 0.7544 | 0.4738
Kadmat | 2025-08-24 03:00 | 8 | 236 | 3 | 17.49 | 0 | 25.53 | 27.65 | 7.09 | 20.56 | 23.4 | 1000 | 407.3 | 0.9 | 0 | 0.7539 | 0.5054
Kadmat | 2025-08-24 04:00 | 8 | 236 | 4 | 18.52 | 0 | 25.68 | 27.66 | 7.09 | 20.57 | 22.34 | 1000 | 400.3 | 0.9 | 0 | 0.7545 | 0.4825
Kadmat | 2025-08-24 05:00 | 8 | 236 | 5 | 17.67 | 0 | 26.05 | 27.67 | 7.09 | 20.58 | 24.08 | 1000 | 455.8 | 0.9 | 0 | 0.7562 | 0.5201
Kadmat | 2025-08-24 06:00 | 8 | 236 | 6 | 17.13 | 0 | 26.28 | 27.69 | 7.09 | 20.61 | 23.31 | 1000 | 528.7 | 0.9 | 0 | 0.7589 | 0.5034
Kadmat | 2025-08-24 07:00 | 8 | 236 | 7 | 17.15 | 215.4 | 26.51 | 27.73 | 7.09 | 20.64 | 20.43 | 1000 | 565.7 | 0.9 | 0.1742 | 0.7624 | 0.4413
Kadmat | 2025-08-24 08:00 | 8 | 236 | 8 | 17.71 | 364.6 | 27.15 | 27.76 | 7.09 | 20.68 | 19.26 | 1000 | 611.2 | 0.9 | 0.2911 | 0.7665 | 0.416
Kadmat | 2025-08-24 09:00 | 8 | 236 | 9 | 18.72 | 703 | 27.46 | 27.8 | 7.09 | 20.71 | 21.44 | 1000 | 612.4 | 0.9 | 0.5472 | 0.7709 | 0.4632
Kadmat | 2025-08-24 10:00 | 8 | 236 | 10 | 17.76 | 851.9 | 27.68 | 27.84 | 7.09 | 20.75 | 20.22 | 1000 | 660.8 | 0.9 | 0.6554 | 0.7753 | 0.4368
Kadmat | 2025-08-24 11:00 | 8 | 236 | 11 | 19.43 | 1037.3 | 28.21 | 27.88 | 7.09 | 20.79 | 21.25 | 1000 | 697.7 | 0.9 | 0.7856 | 0.7794 | 0.459
Kadmat | 2025-08-24 12:00 | 8 | 236 | 12 | 19.22 | 1080.4 | 28.56 | 27.91 | 7.09 | 20.82 | 19.09 | 1000 | 681 | 0.9 | 0.8145 | 0.783 | 0.4123
Kadmat | 2025-08-24 13:00 | 8 | 236 | 13 | 18.76 | 1021.3 | 28.58 | 27.93 | 7.09 | 20.85 | 18.67 | 1000 | 676.2 | 0.9 | 0.7733 | 0.7857 | 0.4033
Kadmat | 2025-08-24 14:00 | 8 | 236 | 14 | 17.42 | 752.5 | 28.67 | 27.95 | 7.09 | 20.86 | 19.99 | 1000 | 655.6 | 0.9 | 0.581 | 0.7875 | 0.4318
Kadmat | 2025-08-24 15:00 | 8 | 236 | 15 | 14.79 | 776.5 | 28.6 | 27.95 | 7.09 | 20.87 | 22.36 | 1000 | 614.7 | 0.9 | 0.5987 | 0.7881 | 0.4831
Kadmat | 2025-08-24 16:00 | 8 | 236 | 16 | 14.83 | 557.9 | 28.57 | 27.95 | 7.09 | 20.86 | 24.67 | 1000 | 656.4 | 0.9 | 0.4371 | 0.7875 | 0.533
Kadmat | 2025-08-24 17:00 | 8 | 236 | 17 | 14.48 | 280 | 28.36 | 27.93 | 7.09 | 20.85 | 21.75 | 1000 | 720.5 | 0.9 | 0.224 | 0.7859 | 0.4698
Kadmat | 2025-08-24 18:00 | 8 | 236 | 18 | 11.76 | 41.5 | 27.91 | 27.91 | 7.09 | 20.82 | 22.01 | 1000 | 814.8 | 0.8974 | 0.0338 | 0.7832 | 0.4754
Kadmat | 2025-08-24 19:00 | 8 | 236 | 19 | 11.27 | 0 | 27.51 | 27.88 | 7.09 | 20.79 | 23.22 | 1000 | 835.4 | 0.8856 | 0 | 0.7797 | 0.5015
Kadmat | 2025-08-24 20:00 | 8 | 236 | 20 | 9.85 | 0 | 27.09 | 27.84 | 7.09 | 20.76 | 26.96 | 1000 | 806.2 | 0.7632 | 0 | 0.7757 | 0.5823
Kadmat | 2025-08-24 21:00 | 8 | 236 | 21 | 10.65 | 0 | 26.75 | 27.8 | 7.09 | 20.72 | 26.61 | 1000 | 770.1 | 0.8484 | 0 | 0.7714 | 0.5748
Kadmat | 2025-08-24 22:00 | 8 | 236 | 22 | 9.05 | 0 | 26.5 | 27.77 | 7.09 | 20.68 | 25.51 | 1000 | 672.4 | 0.6505 | 0 | 0.767 | 0.5511
Kadmat | 2025-08-24 23:00 | 8 | 236 | 23 | 7.94 | 0 | 26.01 | 27.73 | 7.09 | 20.64 | 23.83 | 1000 | 546.2 | 0.4712 | 0 | 0.763 | 0.5148
Kadmat | 2025-08-25 00:00 | 8 | 237 | 0 | 8.61 | 0 | 25.83 | 27.7 | 7.09 | 20.61 | 23.63 | 1000 | 464 | 0.5811 | 0 | 0.7596 | 0.5104
Kadmat | 2025-08-25 01:00 | 8 | 237 | 1 | 10.01 | 0 | 25.72 | 27.68 | 7.09 | 20.59 | 23.07 | 1000 | 448.6 | 0.7846 | 0 | 0.7569 | 0.4983
Kadmat | 2025-08-25 02:00 | 8 | 237 | 2 | 11.08 | 0 | 25.8 | 27.66 | 7.09 | 20.58 | 22.06 | 1000 | 445.1 | 0.8781 | 0 | 0.7553 | 0.4765
Kadmat | 2025-08-25 03:00 | 8 | 237 | 3 | 11.71 | 0 | 25.84 | 27.66 | 7.09 | 20.57 | 20.58 | 1000 | 406 | 0.8969 | 0 | 0.7548 | 0.4445
Kadmat | 2025-08-25 04:00 | 8 | 237 | 4 | 13.25 | 0 | 25.78 | 27.66 | 7.09 | 20.58 | 21.8 | 1000 | 421.1 | 0.9 | 0 | 0.7554 | 0.4708
Kadmat | 2025-08-25 05:00 | 8 | 237 | 5 | 13.05 | 0 | 25.86 | 27.68 | 7.09 | 20.59 | 21.38 | 1000 | 481.4 | 0.9 | 0 | 0.7571 | 0.4617
Kadmat | 2025-08-25 06:00 | 8 | 237 | 6 | 13.82 | 0 | 26.16 | 27.7 | 7.09 | 20.62 | 22.49 | 1000 | 527.4 | 0.9 | 0 | 0.7598 | 0.4857
Kadmat | 2025-08-25 07:00 | 8 | 237 | 7 | 12.97 | 158.2 | 26.69 | 27.73 | 7.09 | 20.65 | 22.31 | 1000 | 594.6 | 0.9 | 0.1284 | 0.7633 | 0.4819
Kadmat | 2025-08-25 08:00 | 8 | 237 | 8 | 12.87 | 480.9 | 27.35 | 27.77 | 7.09 | 20.68 | 25.51 | 1000 | 589.8 | 0.9 | 0.3806 | 0.7674 | 0.551
Kadmat | 2025-08-25 09:00 | 8 | 237 | 9 | 11.21 | 552.4 | 27.53 | 27.81 | 7.09 | 20.72 | 24.3 | 1000 | 643.6 | 0.883 | 0.4346 | 0.7718 | 0.5249
Kadmat | 2025-08-25 10:00 | 8 | 237 | 10 | 12.3 | 721.9 | 27.88 | 27.85 | 7.09 | 20.76 | 21.17 | 1000 | 620.3 | 0.9 | 0.5603 | 0.7762 | 0.4572
Kadmat | 2025-08-25 11:00 | 8 | 237 | 11 | 11.55 | 861.1 | 28.34 | 27.88 | 7.09 | 20.8 | 22.28 | 1000 | 686.7 | 0.8952 | 0.6604 | 0.7804 | 0.4813
Kadmat | 2025-08-25 12:00 | 8 | 237 | 12 | 11.51 | 807.6 | 28.32 | 27.92 | 7.09 | 20.83 | 27.54 | 1000 | 684.9 | 0.8947 | 0.6218 | 0.7839 | 0.5949
Kadmat | 2025-08-25 13:00 | 8 | 237 | 13 | 12.37 | 809 | 28.5 | 27.94 | 7.09 | 20.85 | 28.37 | 1000 | 675.3 | 0.9 | 0.6225 | 0.7866 | 0.6127
Kadmat | 2025-08-25 14:00 | 8 | 237 | 14 | 12.9 | 800.4 | 28.5 | 27.95 | 7.09 | 20.87 | 27.94 | 1000 | 658.5 | 0.9 | 0.6162 | 0.7884 | 0.6035
Kadmat | 2025-08-25 15:00 | 8 | 237 | 15 | 11.58 | 597.7 | 28.22 | 27.96 | 7.09 | 20.87 | 26.89 | 1000 | 640.2 | 0.8955 | 0.4675 | 0.789 | 0.5808
Kadmat | 2025-08-25 16:00 | 8 | 237 | 16 | 11.32 | 374 | 27.98 | 27.95 | 7.08 | 20.87 | 31.87 | 1000 | 668.7 | 0.8874 | 0.2975 | 0.7885 | 0.6883
Kadmat | 2025-08-25 17:00 | 8 | 237 | 17 | 10.45 | 249.6 | 27.74 | 27.94 | 7.08 | 20.86 | 30.78 | 1000 | 767 | 0.8311 | 0.2005 | 0.7868 | 0.6648
Kadmat | 2025-08-25 18:00 | 8 | 237 | 18 | 11.28 | 37 | 27.34 | 27.92 | 7.08 | 20.83 | 28.33 | 1000 | 843.8 | 0.8859 | 0.0302 | 0.7841 | 0.612
Kadmat | 2025-08-25 19:00 | 8 | 237 | 19 | 12.04 | 0 | 26.88 | 27.89 | 7.08 | 20.8 | 29.17 | 1000 | 846.5 | 0.9 | 0 | 0.7807 | 0.63
Kadmat | 2025-08-25 20:00 | 8 | 237 | 20 | 12.09 | 0 | 26.33 | 27.85 | 7.08 | 20.77 | 30.39 | 1000 | 810 | 0.9 | 0 | 0.7766 | 0.6564
Kadmat | 2025-08-25 21:00 | 8 | 237 | 21 | 12.2 | 0 | 25.9 | 27.81 | 7.08 | 20.73 | 32.54 | 1000 | 762.2 | 0.9 | 0 | 0.7723 | 0.7029
Kadmat | 2025-08-25 22:00 | 8 | 237 | 22 | 12.49 | 0 | 25.59 | 27.77 | 7.08 | 20.69 | 31.02 | 1000 | 652 | 0.9 | 0 | 0.768 | 0.67
Kadmat | 2025-08-25 23:00 | 8 | 237 | 23 | 11.22 | 0 | 25.35 | 27.74 | 7.08 | 20.65 | 28.28 | 1000 | 547.3 | 0.8837 | 0 | 0.7639 | 0.6108
Kadmat | 2025-08-26 00:00 | 8 | 238 | 0 | 10.25 | 0 | 25.38 | 27.71 | 7.08 | 20.62 | 28.57 | 1000 | 457.8 | 0.8095 | 0 | 0.7605 | 0.6171
Kadmat | 2025-08-26 01:00 | 8 | 238 | 1 | 8.34 | 0 | 25.54 | 27.68 | 7.08 | 20.6 | 28.28 | 1000 | 454.6 | 0.5369 | 0 | 0.7579 | 0.6109
Kadmat | 2025-08-26 02:00 | 8 | 238 | 2 | 8.08 | 0 | 25.2 | 27.67 | 7.08 | 20.58 | 26.4 | 1000 | 419.5 | 0.4941 | 0 | 0.7562 | 0.5701
Kadmat | 2025-08-26 03:00 | 8 | 238 | 3 | 7.3 | 0 | 24.95 | 27.66 | 7.08 | 20.58 | 24.39 | 1000 | 409.2 | 0.3719 | 0 | 0.7557 | 0.5268
Kadmat | 2025-08-26 04:00 | 8 | 238 | 4 | 6.26 | 0 | 25.28 | 27.67 | 7.08 | 20.58 | 23.82 | 1000 | 419 | 0.2368 | 0 | 0.7563 | 0.5145
Kadmat | 2025-08-26 05:00 | 8 | 238 | 5 | 4.22 | 0 | 25.41 | 27.68 | 7.08 | 20.6 | 26.12 | 1000 | 442.8 | 0.0641 | 0 | 0.758 | 0.5641
Kadmat | 2025-08-26 06:00 | 8 | 238 | 6 | 4.66 | 0 | 25.71 | 27.71 | 7.08 | 20.62 | 24.09 | 1000 | 491.4 | 0.0928 | 0 | 0.7607 | 0.5204
Kadmat | 2025-08-26 07:00 | 8 | 238 | 7 | 4.01 | 117.8 | 26.15 | 27.74 | 7.08 | 20.66 | 25.54 | 1000 | 552.6 | 0.0511 | 0.0961 | 0.7642 | 0.5517
Kadmat | 2025-08-26 08:00 | 8 | 238 | 8 | 3.98 | 235.1 | 26.66 | 27.78 | 7.08 | 20.69 | 22.19 | 1000 | 629 | 0.0493 | 0.1898 | 0.7683 | 0.4794
Kadmat | 2025-08-26 09:00 | 8 | 238 | 9 | 3.33 | 374.3 | 27.29 | 27.81 | 7.08 | 20.73 | 20.77 | 1000 | 622.7 | 0.0208 | 0.2985 | 0.7727 | 0.4486
Kadmat | 2025-08-26 10:00 | 8 | 238 | 10 | 4.77 | 429.3 | 27.72 | 27.85 | 7.08 | 20.77 | 22.02 | 1000 | 681.9 | 0.1008 | 0.3405 | 0.7772 | 0.4757
Kadmat | 2025-08-26 11:00 | 8 | 238 | 11 | 4.03 | 580.1 | 28.2 | 27.89 | 7.08 | 20.81 | 18.51 | 1000 | 669.4 | 0.0522 | 0.4544 | 0.7813 | 0.3997
Kadmat | 2025-08-26 12:00 | 8 | 238 | 12 | 4.32 | 612.1 | 28.48 | 27.92 | 7.08 | 20.84 | 16.59 | 1000 | 719.9 | 0.0698 | 0.4778 | 0.7848 | 0.3583
Kadmat | 2025-08-26 13:00 | 8 | 238 | 13 | 5.39 | 588.3 | 28.47 | 27.95 | 7.08 | 20.86 | 16.95 | 1000 | 682.1 | 0.1491 | 0.4601 | 0.7876 | 0.3661
Kadmat | 2025-08-26 14:00 | 8 | 238 | 14 | 3.72 | 518.7 | 28.48 | 27.96 | 7.08 | 20.88 | 16.56 | 1000 | 633.9 | 0.0373 | 0.4077 | 0.7893 | 0.3576
Kadmat | 2025-08-26 15:00 | 8 | 238 | 15 | 4.62 | 363.8 | 28.46 | 27.97 | 7.08 | 20.88 | 17.76 | 1000 | 655.6 | 0.0899 | 0.2891 | 0.7899 | 0.3836
Kadmat | 2025-08-26 16:00 | 8 | 238 | 16 | 4.83 | 321.3 | 28.36 | 27.96 | 7.08 | 20.88 | 19.28 | 1000 | 648.5 | 0.1047 | 0.2562 | 0.7894 | 0.4165
Kadmat | 2025-08-26 17:00 | 8 | 238 | 17 | 4.68 | 149.7 | 27.95 | 27.95 | 7.08 | 20.86 | 18.74 | 1000 | 724.9 | 0.0939 | 0.121 | 0.7877 | 0.4047
Kadmat | 2025-08-26 18:00 | 8 | 238 | 18 | 4.93 | 21.8 | 27.67 | 27.92 | 7.08 | 20.84 | 18.15 | 1000 | 814 | 0.112 | 0.0178 | 0.7851 | 0.392
Kadmat | 2025-08-26 19:00 | 8 | 238 | 19 | 4.3 | 0 | 27.24 | 27.89 | 7.08 | 20.81 | 17.98 | 1000 | 864.9 | 0.069 | 0 | 0.7816 | 0.3884
Kadmat | 2025-08-26 20:00 | 8 | 238 | 20 | 3.35 | 0 | 27 | 27.86 | 7.08 | 20.77 | 18.04 | 1000 | 787.7 | 0.0217 | 0 | 0.7775 | 0.3897
Kadmat | 2025-08-26 21:00 | 8 | 238 | 21 | 4.06 | 0 | 26.84 | 27.82 | 7.08 | 20.74 | 18.97 | 1000 | 765.5 | 0.054 | 0 | 0.7732 | 0.4098
Kadmat | 2025-08-26 22:00 | 8 | 238 | 22 | 5.05 | 0 | 26.49 | 27.78 | 7.08 | 20.7 | 19.95 | 1000 | 664.8 | 0.1213 | 0 | 0.7689 | 0.4309
Kadmat | 2025-08-26 23:00 | 8 | 238 | 23 | 4.62 | 0 | 26.24 | 27.74 | 7.08 | 20.66 | 18.9 | 1000 | 573.8 | 0.0894 | 0 | 0.7649 | 0.4082
Kadmat | 2025-08-27 00:00 | 8 | 239 | 0 | 5.24 | 0 | 25.77 | 27.71 | 7.08 | 20.63 | 19.23 | 1000 | 469.3 | 0.1365 | 0 | 0.7614 | 0.4154
Kadmat | 2025-08-27 01:00 | 8 | 239 | 1 | 6.95 | 0 | 25.69 | 27.69 | 7.08 | 20.61 | 22.96 | 1000 | 437.5 | 0.3233 | 0 | 0.7588 | 0.4959
Kadmat | 2025-08-27 02:00 | 8 | 239 | 2 | 6.32 | 0 | 25.62 | 27.67 | 7.08 | 20.59 | 23.82 | 1000 | 436.7 | 0.2438 | 0 | 0.7571 | 0.5144
Kadmat | 2025-08-27 03:00 | 8 | 239 | 3 | 5.94 | 0 | 25.62 | 27.67 | 7.08 | 20.59 | 22.78 | 1000 | 427.3 | 0.2014 | 0 | 0.7566 | 0.4922
Kadmat | 2025-08-27 04:00 | 8 | 239 | 4 | 9.14 | 0 | 25.6 | 27.68 | 7.08 | 20.59 | 24.83 | 1000 | 406.7 | 0.663 | 0 | 0.7572 | 0.5364
Kadmat | 2025-08-27 05:00 | 8 | 239 | 5 | 7.75 | 0 | 25.75 | 27.69 | 7.08 | 20.61 | 23.99 | 1000 | 449.8 | 0.4404 | 0 | 0.7589 | 0.5183
Kadmat | 2025-08-27 06:00 | 8 | 239 | 6 | 7.61 | 0 | 26.23 | 27.71 | 7.08 | 20.63 | 26.48 | 1000 | 512.5 | 0.4184 | 0 | 0.7616 | 0.5719
Kadmat | 2025-08-27 07:00 | 8 | 239 | 7 | 7.16 | 119.8 | 26.55 | 27.75 | 7.08 | 20.66 | 22.14 | 1000 | 579.5 | 0.3527 | 0.0975 | 0.7652 | 0.4782
Kadmat | 2025-08-27 08:00 | 8 | 239 | 8 | 5.58 | 234.1 | 27.2 | 27.78 | 7.08 | 20.7 | 20.07 | 1000 | 611 | 0.1657 | 0.1887 | 0.7693 | 0.4334
Kadmat | 2025-08-27 09:00 | 8 | 239 | 9 | 3.83 | 416 | 27.71 | 27.82 | 7.08 | 20.74 | 18.16 | 1000 | 582.9 | 0.0423 | 0.3303 | 0.7737 | 0.3923
Kadmat | 2025-08-27 10:00 | 8 | 239 | 10 | 3.43 | 427.3 | 27.84 | 27.86 | 7.08 | 20.78 | 19.22 | 1000 | 638 | 0.0245 | 0.3388 | 0.7781 | 0.4152
Kadmat | 2025-08-27 11:00 | 8 | 239 | 11 | 3.96 | 556.2 | 28.03 | 27.9 | 7.08 | 20.81 | 18.87 | 1000 | 681.8 | 0.0487 | 0.4366 | 0.7822 | 0.4075
Kadmat | 2025-08-27 12:00 | 8 | 239 | 12 | 4.95 | 631.9 | 28.19 | 27.93 | 7.08 | 20.85 | 18.68 | 1000 | 693.3 | 0.1132 | 0.4931 | 0.7858 | 0.4035
Kadmat | 2025-08-27 13:00 | 8 | 239 | 13 | 6.55 | 558.5 | 28.39 | 27.95 | 7.08 | 20.87 | 20.06 | 1000 | 655.1 | 0.2707 | 0.4378 | 0.7885 | 0.4334
Kadmat | 2025-08-27 14:00 | 8 | 239 | 14 | 7.04 | 503.1 | 28.49 | 27.97 | 7.08 | 20.89 | 19.43 | 1000 | 665.2 | 0.335 | 0.3958 | 0.7902 | 0.4197
Kadmat | 2025-08-27 15:00 | 8 | 239 | 15 | 8.44 | 403.5 | 28.33 | 27.97 | 7.08 | 20.89 | 21 | 1000 | 610.4 | 0.5534 | 0.3199 | 0.7909 | 0.4536
Kadmat | 2025-08-27 16:00 | 8 | 239 | 16 | 7.6 | 325.6 | 27.9 | 27.97 | 7.08 | 20.89 | 21.26 | 1000 | 666.3 | 0.4175 | 0.26 | 0.7903 | 0.4593
Kadmat | 2025-08-27 17:00 | 8 | 239 | 17 | 7.87 | 188.3 | 27.62 | 27.95 | 7.08 | 20.87 | 19.2 | 1000 | 744.6 | 0.4596 | 0.1519 | 0.7887 | 0.4148
Kadmat | 2025-08-27 18:00 | 8 | 239 | 18 | 8.01 | 18.6 | 27.46 | 27.93 | 7.08 | 20.85 | 19.72 | 1000 | 771.5 | 0.4817 | 0.0152 | 0.786 | 0.4259
Kadmat | 2025-08-27 19:00 | 8 | 239 | 19 | 7.73 | 0 | 27.19 | 27.9 | 7.08 | 20.82 | 20 | 1000 | 808.2 | 0.4373 | 0 | 0.7825 | 0.432
Kadmat | 2025-08-27 20:00 | 8 | 239 | 20 | 7.74 | 0 | 26.65 | 27.86 | 7.08 | 20.78 | 17.39 | 1000 | 822.3 | 0.4394 | 0 | 0.7785 | 0.3757
Kadmat | 2025-08-27 21:00 | 8 | 239 | 21 | 5.87 | 0 | 26.26 | 27.82 | 7.08 | 20.74 | 17.75 | 1000 | 759.4 | 0.1944 | 0 | 0.7741 | 0.3835
Kadmat | 2025-08-27 22:00 | 8 | 239 | 22 | 6.37 | 0 | 25.88 | 27.79 | 7.08 | 20.7 | 16.38 | 1000 | 659 | 0.2495 | 0 | 0.7698 | 0.3539
Kadmat | 2025-08-27 23:00 | 8 | 239 | 23 | 7.46 | 0 | 25.54 | 27.75 | 7.08 | 20.67 | 18.51 | 1000 | 566.9 | 0.3962 | 0 | 0.7658 | 0.3998
Kadmat | 2025-08-28 00:00 | 8 | 240 | 0 | 7.75 | 0 | 25.36 | 27.72 | 7.08 | 20.64 | 18.4 | 1000 | 435.9 | 0.441 | 0 | 0.7623 | 0.3974
Kadmat | 2025-08-28 01:00 | 8 | 240 | 1 | 7.14 | 0 | 25.14 | 27.7 | 7.08 | 20.61 | 16.78 | 1000 | 443.2 | 0.3498 | 0 | 0.7597 | 0.3625
Kadmat | 2025-08-28 02:00 | 8 | 240 | 2 | 6.79 | 0 | 25.2 | 27.68 | 7.08 | 20.6 | 16.65 | 1000 | 389.7 | 0.3018 | 0 | 0.7581 | 0.3595
Kadmat | 2025-08-28 03:00 | 8 | 240 | 3 | 7.5 | 0 | 25.5 | 27.68 | 7.08 | 20.6 | 16.1 | 1000 | 419.4 | 0.4011 | 0 | 0.7575 | 0.3477
Kadmat | 2025-08-28 04:00 | 8 | 240 | 4 | 7.35 | 0 | 25.51 | 27.68 | 7.08 | 20.6 | 14.9 | 1000 | 432 | 0.3795 | 0 | 0.7581 | 0.3218
Kadmat | 2025-08-28 05:00 | 8 | 240 | 5 | 7.23 | 0 | 25.4 | 27.7 | 7.08 | 20.62 | 15.47 | 1000 | 466.4 | 0.3619 | 0 | 0.7598 | 0.3342
Kadmat | 2025-08-28 06:00 | 8 | 240 | 6 | 6.81 | 0 | 25.65 | 27.72 | 7.08 | 20.64 | 16.46 | 1000 | 531.7 | 0.3054 | 0 | 0.7626 | 0.3556
Kadmat | 2025-08-28 07:00 | 8 | 240 | 7 | 6.16 | 87.2 | 26.11 | 27.75 | 7.08 | 20.67 | 16.03 | 1000 | 577.4 | 0.2259 | 0.0713 | 0.7661 | 0.3463
Kadmat | 2025-08-28 08:00 | 8 | 240 | 8 | 6.88 | 221.1 | 26.71 | 27.79 | 7.08 | 20.71 | 18.47 | 1000 | 600.9 | 0.3133 | 0.1786 | 0.7702 | 0.399
Kadmat | 2025-08-28 09:00 | 8 | 240 | 9 | 7.6 | 307.1 | 27.26 | 27.83 | 7.08 | 20.75 | 17.42 | 1000 | 633.7 | 0.417 | 0.2461 | 0.7746 | 0.3764
Kadmat | 2025-08-28 10:00 | 8 | 240 | 10 | 5.7 | 317.5 | 27.69 | 27.87 | 7.08 | 20.79 | 18.21 | 1000 | 644.6 | 0.1776 | 0.2538 | 0.779 | 0.3934
Kadmat | 2025-08-28 11:00 | 8 | 240 | 11 | 4.47 | 396 | 28.04 | 27.9 | 7.08 | 20.82 | 19.12 | 1000 | 696.9 | 0.0791 | 0.3145 | 0.7831 | 0.413
Kadmat | 2025-08-28 12:00 | 8 | 240 | 12 | 5.23 | 468.8 | 28.32 | 27.93 | 7.08 | 20.85 | 19.02 | 1000 | 671.5 | 0.1361 | 0.3699 | 0.7867 | 0.4109
Kadmat | 2025-08-28 13:00 | 8 | 240 | 13 | 4.36 | 444.8 | 28.45 | 27.96 | 7.08 | 20.88 | 18.46 | 1000 | 650.7 | 0.0724 | 0.3514 | 0.7894 | 0.3987
Kadmat | 2025-08-28 14:00 | 8 | 240 | 14 | 4.49 | 416 | 28.47 | 27.97 | 7.08 | 20.89 | 18.09 | 1000 | 659.2 | 0.0807 | 0.3294 | 0.7912 | 0.3906
Kadmat | 2025-08-28 15:00 | 8 | 240 | 15 | 5.2 | 357.9 | 28.23 | 27.98 | 7.08 | 20.9 | 17.28 | 1000 | 643.1 | 0.1334 | 0.2848 | 0.7918 | 0.3732
Kadmat | 2025-08-28 16:00 | 8 | 240 | 16 | 5.19 | 216.7 | 28.06 | 27.97 | 7.08 | 20.89 | 15.48 | 1000 | 662.9 | 0.1324 | 0.1742 | 0.7912 | 0.3344
Kadmat | 2025-08-28 17:00 | 8 | 240 | 17 | 5.21 | 131.1 | 27.84 | 27.96 | 7.08 | 20.88 | 15.22 | 1000 | 717.1 | 0.1345 | 0.1061 | 0.7896 | 0.3288
Kadmat | 2025-08-28 18:00 | 8 | 240 | 18 | 6.32 | 16.5 | 27.58 | 27.94 | 7.08 | 20.86 | 14.6 | 1000 | 789.1 | 0.2437 | 0.0134 | 0.7869 | 0.3153
Kadmat | 2025-08-28 19:00 | 8 | 240 | 19 | 6.39 | 0 | 26.96 | 27.91 | 7.08 | 20.83 | 17.3 | 1000 | 820.6 | 0.2519 | 0 | 0.7834 | 0.3737
Kadmat | 2025-08-28 20:00 | 8 | 240 | 20 | 7.17 | 0 | 26.51 | 27.87 | 7.08 | 20.79 | 17.67 | 1000 | 786.6 | 0.3536 | 0 | 0.7794 | 0.3816
Kadmat | 2025-08-28 21:00 | 8 | 240 | 21 | 9.09 | 0 | 25.93 | 27.83 | 7.08 | 20.75 | 16.84 | 1000 | 782.4 | 0.6552 | 0 | 0.7751 | 0.3637
Kadmat | 2025-08-28 22:00 | 8 | 240 | 22 | 7.4 | 0 | 25.41 | 27.79 | 7.08 | 20.71 | 15.7 | 1000 | 630.4 | 0.3864 | 0 | 0.7707 | 0.3391
Kadmat | 2025-08-28 23:00 | 8 | 240 | 23 | 9.4 | 0 | 24.79 | 27.76 | 7.08 | 20.68 | 13.82 | 1000 | 574.8 | 0.7017 | 0 | 0.7667 | 0.2985
Kadmat | 2025-08-29 00:00 | 8 | 241 | 0 | 9.83 | 0 | 24.44 | 27.73 | 7.08 | 20.65 | 13.19 | 1000 | 452.4 | 0.7607 | 0 | 0.7632 | 0.2849
Kadmat | 2025-08-29 01:00 | 8 | 241 | 1 | 9.58 | 0 | 24.31 | 27.7 | 7.08 | 20.62 | 13.27 | 1000 | 435.8 | 0.7272 | 0 | 0.7606 | 0.2866
Kadmat | 2025-08-29 02:00 | 8 | 241 | 2 | 6.56 | 0 | 24.26 | 27.69 | 7.08 | 20.61 | 13.56 | 1000 | 423.8 | 0.2722 | 0 | 0.759 | 0.2929
Kadmat | 2025-08-29 03:00 | 8 | 241 | 3 | 5.66 | 0 | 24.23 | 27.68 | 7.08 | 20.6 | 13.22 | 1000 | 416.7 | 0.1742 | 0 | 0.7584 | 0.2856
Kadmat | 2025-08-29 04:00 | 8 | 241 | 4 | 6.42 | 0 | 24.37 | 27.69 | 7.08 | 20.61 | 14.44 | 1000 | 409 | 0.2552 | 0 | 0.759 | 0.3119
Kadmat | 2025-08-29 05:00 | 8 | 241 | 5 | 6.07 | 0 | 24.79 | 27.7 | 7.08 | 20.62 | 13.48 | 1000 | 480.1 | 0.2147 | 0 | 0.7608 | 0.2912
Kadmat | 2025-08-29 06:00 | 8 | 241 | 6 | 4.06 | 0 | 24.98 | 27.73 | 7.08 | 20.65 | 12.69 | 1000 | 478 | 0.054 | 0 | 0.7635 | 0.2741
Kadmat | 2025-08-29 07:00 | 8 | 241 | 7 | 5.87 | 214.3 | 25.45 | 27.76 | 7.08 | 20.68 | 12.3 | 1000 | 600.2 | 0.1944 | 0.174 | 0.767 | 0.2657
Kadmat | 2025-08-29 08:00 | 8 | 241 | 8 | 5.19 | 451.8 | 25.71 | 27.8 | 7.08 | 20.72 | 12.46 | 1000 | 600.9 | 0.1326 | 0.3604 | 0.7711 | 0.2692
Kadmat | 2025-08-29 09:00 | 8 | 241 | 9 | 5.72 | 718.1 | 26.29 | 27.83 | 7.08 | 20.76 | 12.14 | 1000 | 585.1 | 0.18 | 0.5608 | 0.7755 | 0.2623
Kadmat | 2025-08-29 10:00 | 8 | 241 | 10 | 6.64 | 773.4 | 26.83 | 27.87 | 7.08 | 20.79 | 11.5 | 1000 | 664.7 | 0.2832 | 0.6003 | 0.7799 | 0.2483
Kadmat | 2025-08-29 11:00 | 8 | 241 | 11 | 5.91 | 1003.5 | 27.39 | 27.91 | 7.08 | 20.83 | 11.02 | 1000 | 672.1 | 0.198 | 0.7642 | 0.7841 | 0.238
Kadmat | 2025-08-29 12:00 | 8 | 241 | 12 | 6.69 | 1037.5 | 27.58 | 27.94 | 7.08 | 20.86 | 12.89 | 1000 | 665 | 0.2889 | 0.7876 | 0.7876 | 0.2784
Kadmat | 2025-08-29 13:00 | 8 | 241 | 13 | 5.76 | 884.8 | 28.2 | 27.97 | 7.08 | 20.89 | 12.65 | 1000 | 678.6 | 0.1838 | 0.6777 | 0.7904 | 0.2733
Kadmat | 2025-08-29 14:00 | 8 | 241 | 14 | 7.15 | 879.7 | 28.13 | 27.98 | 7.08 | 20.9 | 13.98 | 1000 | 620 | 0.3504 | 0.6742 | 0.7921 | 0.302
Kadmat | 2025-08-29 15:00 | 8 | 241 | 15 | 6.59 | 765.1 | 28 | 27.99 | 7.08 | 20.91 | 11.57 | 1000 | 649.6 | 0.2757 | 0.5916 | 0.7927 | 0.2498
Kadmat | 2025-08-29 16:00 | 8 | 241 | 16 | 6.68 | 573.9 | 27.87 | 27.98 | 7.08 | 20.9 | 9.99 | 1000 | 690.9 | 0.2878 | 0.4502 | 0.7922 | 0.2157
Kadmat | 2025-08-29 17:00 | 8 | 241 | 17 | 6.51 | 296.9 | 27.59 | 27.97 | 7.08 | 20.89 | 11.78 | 1000 | 758.5 | 0.2656 | 0.2378 | 0.7905 | 0.2544
Kadmat | 2025-08-29 18:00 | 8 | 241 | 18 | 5.66 | 33.5 | 27.33 | 27.94 | 7.08 | 20.86 | 12.55 | 1000 | 858.2 | 0.1743 | 0.0273 | 0.7879 | 0.271
Kadmat | 2025-08-29 19:00 | 8 | 241 | 19 | 6.75 | 0 | 27.07 | 27.91 | 7.08 | 20.83 | 13.7 | 1000 | 858.6 | 0.2966 | 0 | 0.7844 | 0.296
Kadmat | 2025-08-29 20:00 | 8 | 241 | 20 | 7.88 | 0 | 26.72 | 27.88 | 7.08 | 20.8 | 15.41 | 1000 | 816.8 | 0.4621 | 0 | 0.7803 | 0.3329
Kadmat | 2025-08-29 21:00 | 8 | 241 | 21 | 6.62 | 0 | 26.36 | 27.84 | 7.08 | 20.76 | 14.36 | 1000 | 760.6 | 0.2803 | 0 | 0.776 | 0.3101
Kadmat | 2025-08-29 22:00 | 8 | 241 | 22 | 7.54 | 0 | 26.14 | 27.8 | 7.08 | 20.72 | 14.14 | 1000 | 676.7 | 0.4073 | 0 | 0.7716 | 0.3055
Kadmat | 2025-08-29 23:00 | 8 | 241 | 23 | 8.21 | 0 | 25.89 | 27.76 | 7.08 | 20.69 | 16.43 | 1000 | 548.6 | 0.5155 | 0 | 0.7676 | 0.3549
Kadmat | 2025-08-30 00:00 | 8 | 242 | 0 | 8.85 | 0 | 25.68 | 27.73 | 7.08 | 20.65 | 17.24 | 1000 | 459.7 | 0.6186 | 0 | 0.7642 | 0.3723
Kadmat | 2025-08-30 01:00 | 8 | 242 | 1 | 9.56 | 0 | 25.56 | 27.71 | 7.08 | 20.63 | 17.92 | 1000 | 419.8 | 0.724 | 0 | 0.7615 | 0.387
Kadmat | 2025-08-30 02:00 | 8 | 242 | 2 | 8.59 | 0 | 25.53 | 27.69 | 7.08 | 20.62 | 17.49 | 1000 | 413.1 | 0.5772 | 0 | 0.7599 | 0.3778
Kadmat | 2025-08-30 03:00 | 8 | 242 | 3 | 8.26 | 0 | 25.57 | 27.69 | 7.08 | 20.61 | 18.76 | 1000 | 405.5 | 0.5232 | 0 | 0.7594 | 0.4053
Kadmat | 2025-08-30 04:00 | 8 | 242 | 4 | 7.84 | 0 | 25.4 | 27.69 | 7.08 | 20.62 | 19.69 | 1000 | 418.5 | 0.4557 | 0 | 0.76 | 0.4254
Kadmat | 2025-08-30 05:00 | 8 | 242 | 5 | 9.61 | 0 | 25.65 | 27.71 | 7.08 | 20.63 | 19.8 | 1000 | 449.7 | 0.731 | 0 | 0.7617 | 0.4278
Kadmat | 2025-08-30 06:00 | 8 | 242 | 6 | 8.86 | 0 | 25.87 | 27.73 | 7.08 | 20.66 | 20.05 | 1000 | 536.3 | 0.6208 | 0 | 0.7644 | 0.433
Kadmat | 2025-08-30 07:00 | 8 | 242 | 7 | 9.15 | 111.3 | 26.26 | 27.77 | 7.08 | 20.69 | 20.07 | 1000 | 591.9 | 0.6653 | 0.0908 | 0.7679 | 0.4335
Kadmat | 2025-08-30 08:00 | 8 | 242 | 8 | 7.96 | 243.5 | 26.84 | 27.8 | 7.08 | 20.72 | 21.43 | 1000 | 570.9 | 0.4736 | 0.1963 | 0.772 | 0.463
Kadmat | 2025-08-30 09:00 | 8 | 242 | 9 | 9.74 | 369.6 | 27.46 | 27.84 | 7.08 | 20.76 | 23.51 | 1000 | 634.5 | 0.7478 | 0.2947 | 0.7764 | 0.5079
Kadmat | 2025-08-30 10:00 | 8 | 242 | 10 | 9.99 | 388.2 | 27.64 | 27.88 | 7.08 | 20.8 | 22.28 | 1000 | 660.3 | 0.7821 | 0.3089 | 0.7809 | 0.4812
Kadmat | 2025-08-30 11:00 | 8 | 242 | 11 | 8.94 | 515.4 | 28 | 27.92 | 7.08 | 20.84 | 24.06 | 1000 | 661.7 | 0.6334 | 0.4058 | 0.785 | 0.5198
Kadmat | 2025-08-30 12:00 | 8 | 242 | 12 | 9.51 | 507.3 | 27.97 | 27.95 | 7.08 | 20.87 | 21.33 | 1000 | 679.1 | 0.7175 | 0.3998 | 0.7885 | 0.4608
Kadmat | 2025-08-30 13:00 | 8 | 242 | 13 | 9.04 | 508.9 | 28.06 | 27.97 | 7.08 | 20.89 | 21.51 | 1000 | 661.7 | 0.6478 | 0.4009 | 0.7913 | 0.4646
Kadmat | 2025-08-30 14:00 | 8 | 242 | 14 | 9.53 | 495.7 | 27.99 | 27.99 | 7.08 | 20.91 | 24.16 | 1000 | 660.2 | 0.7201 | 0.3909 | 0.793 | 0.5219
Kadmat | 2025-08-30 15:00 | 8 | 242 | 15 | 8.08 | 403.2 | 28.18 | 27.99 | 7.08 | 20.92 | 22.5 | 1000 | 627.9 | 0.4945 | 0.3199 | 0.7936 | 0.4859
Kadmat | 2025-08-30 16:00 | 8 | 242 | 16 | 7.66 | 287.5 | 28.07 | 27.99 | 7.08 | 20.91 | 24.66 | 1000 | 654.1 | 0.4262 | 0.23 | 0.7931 | 0.5326
Kadmat | 2025-08-30 17:00 | 8 | 242 | 17 | 6.48 | 168.3 | 27.95 | 27.97 | 7.08 | 20.9 | 25.33 | 1000 | 735.4 | 0.2621 | 0.1359 | 0.7914 | 0.5472
Kadmat | 2025-08-30 18:00 | 8 | 242 | 18 | 7.68 | 16.8 | 27.72 | 27.95 | 7.08 | 20.87 | 24.42 | 1000 | 822.4 | 0.43 | 0.0137 | 0.7888 | 0.5274
Kadmat | 2025-08-30 19:00 | 8 | 242 | 19 | 8.66 | 0 | 27.34 | 27.92 | 7.08 | 20.84 | 28.5 | 1000 | 875.2 | 0.5892 | 0 | 0.7853 | 0.6156
Kadmat | 2025-08-30 20:00 | 8 | 242 | 20 | 9.46 | 0 | 26.8 | 27.88 | 7.08 | 20.81 | 29.63 | 1000 | 841.7 | 0.7098 | 0 | 0.7812 | 0.64
Kadmat | 2025-08-30 21:00 | 8 | 242 | 21 | 8.51 | 0 | 26.28 | 27.84 | 7.08 | 20.77 | 27.79 | 1000 | 758.1 | 0.5647 | 0 | 0.7769 | 0.6003
Kadmat | 2025-08-30 22:00 | 8 | 242 | 22 | 10.57 | 0 | 26.03 | 27.81 | 7.08 | 20.73 | 26.19 | 1000 | 650.9 | 0.8421 | 0 | 0.7726 | 0.5657
Kadmat | 2025-08-30 23:00 | 8 | 242 | 23 | 9.66 | 0 | 25.87 | 27.77 | 7.08 | 20.69 | 22.69 | 1000 | 534.5 | 0.7376 | 0 | 0.7685 | 0.4901
Kadmat | 2025-08-31 00:00 | 8 | 243 | 0 | 9.39 | 0 | 25.37 | 27.74 | 7.08 | 20.66 | 23.71 | 1000 | 442.4 | 0.7001 | 0 | 0.7651 | 0.5122
Kadmat | 2025-08-31 01:00 | 8 | 243 | 1 | 11.6 | 0 | 25.25 | 27.72 | 7.08 | 20.64 | 25.5 | 1000 | 428.5 | 0.8956 | 0 | 0.7624 | 0.5508
Kadmat | 2025-08-31 02:00 | 8 | 243 | 2 | 12.07 | 0 | 25.24 | 27.7 | 7.08 | 20.62 | 25.18 | 1000 | 407.3 | 0.9 | 0 | 0.7608 | 0.5439
Kadmat | 2025-08-31 03:00 | 8 | 243 | 3 | 11.24 | 0 | 25.38 | 27.7 | 7.08 | 20.62 | 20.84 | 1000 | 417.5 | 0.8842 | 0 | 0.7603 | 0.4501
Kadmat | 2025-08-31 04:00 | 8 | 243 | 4 | 10.27 | 0 | 25.7 | 27.7 | 7.08 | 20.63 | 21 | 1000 | 405.2 | 0.8117 | 0 | 0.7609 | 0.4537
Kadmat | 2025-08-31 05:00 | 8 | 243 | 5 | 9.67 | 0 | 25.88 | 27.72 | 7.08 | 20.64 | 23.66 | 1000 | 434.6 | 0.7392 | 0 | 0.7626 | 0.5112
Kadmat | 2025-08-31 06:00 | 8 | 243 | 6 | 7.76 | 0 | 26.28 | 27.74 | 7.08 | 20.66 | 24.09 | 1000 | 496.2 | 0.4427 | 0 | 0.7653 | 0.5203
Kadmat | 2025-08-31 07:00 | 8 | 243 | 7 | 8.54 | 85.1 | 26.53 | 27.77 | 7.08 | 20.7 | 22.54 | 1000 | 581 | 0.569 | 0.0694 | 0.7688 | 0.4869
Kadmat | 2025-08-31 08:00 | 8 | 243 | 8 | 6.76 | 205.6 | 27.14 | 27.81 | 7.08 | 20.73 | 22.35 | 1000 | 618.3 | 0.2977 | 0.166 | 0.773 | 0.4827
Kadmat | 2025-08-31 09:00 | 8 | 243 | 9 | 8.05 | 248.6 | 27.7 | 27.85 | 7.08 | 20.77 | 21.85 | 1000 | 630.4 | 0.4892 | 0.1998 | 0.7774 | 0.4719
Kadmat | 2025-08-31 10:00 | 8 | 243 | 10 | 8.15 | 347.2 | 28.05 | 27.89 | 7.08 | 20.81 | 19.73 | 1000 | 617.8 | 0.5049 | 0.2767 | 0.7818 | 0.4261
Kadmat | 2025-08-31 11:00 | 8 | 243 | 11 | 7.23 | 303.7 | 28.53 | 27.92 | 7.08 | 20.85 | 17.52 | 1000 | 679.5 | 0.3624 | 0.2423 | 0.7859 | 0.3783
Kadmat | 2025-08-31 12:00 | 8 | 243 | 12 | 5.18 | 415.5 | 28.58 | 27.95 | 7.08 | 20.88 | 17.8 | 1000 | 683.4 | 0.1319 | 0.3289 | 0.7895 | 0.3845
Kadmat | 2025-08-31 13:00 | 8 | 243 | 13 | 4.98 | 429.3 | 28.66 | 27.98 | 7.08 | 20.9 | 19.76 | 1000 | 670.1 | 0.1155 | 0.3393 | 0.7922 | 0.4267
Kadmat | 2025-08-31 14:00 | 8 | 243 | 14 | 6.96 | 357.4 | 28.64 | 27.99 | 7.08 | 20.92 | 19.36 | 1000 | 650.3 | 0.3244 | 0.284 | 0.794 | 0.4182
Kadmat | 2025-08-31 15:00 | 8 | 243 | 15 | 7.73 | 340.7 | 28.62 | 28 | 7.08 | 20.92 | 18.39 | 1000 | 627.3 | 0.4373 | 0.271 | 0.7946 | 0.3973
Kadmat | 2025-08-31 16:00 | 8 | 243 | 16 | 6.8 | 201.4 | 28.36 | 27.99 | 7.08 | 20.92 | 19.4 | 1000 | 657.5 | 0.304 | 0.162 | 0.794 | 0.4191
Kadmat | 2025-08-31 17:00 | 8 | 243 | 17 | 7.19 | 121.8 | 28.24 | 27.98 | 7.08 | 20.9 | 19.75 | 1000 | 706.7 | 0.3568 | 0.0986 | 0.7924 | 0.4267
Kadmat | 2025-08-31 18:00 | 8 | 243 | 18 | 6.39 | 10.8 | 27.67 | 27.96 | 7.07 | 20.88 | 19.03 | 1000 | 812.3 | 0.2522 | 0.0088 | 0.7897 | 0.4111
Kadmat | 2025-08-31 19:00 | 8 | 243 | 19 | 6.12 | 0 | 27.38 | 27.93 | 7.07 | 20.85 | 17.02 | 1000 | 848.7 | 0.2205 | 0 | 0.7862 | 0.3676
Kadmat | 2025-08-31 20:00 | 8 | 243 | 20 | 5.04 | 0 | 27.01 | 27.89 | 7.07 | 20.81 | 17.43 | 1000 | 828.6 | 0.1203 | 0 | 0.7822 | 0.3765
Kadmat | 2025-08-31 21:00 | 8 | 243 | 21 | 5.13 | 0 | 26.55 | 27.85 | 7.07 | 20.78 | 16.61 | 1000 | 736.9 | 0.1281 | 0 | 0.7778 | 0.3588
Kadmat | 2025-08-31 22:00 | 8 | 243 | 22 | 5.12 | 0 | 26.22 | 27.81 | 7.07 | 20.74 | 15.78 | 1000 | 678 | 0.1269 | 0 | 0.7735 | 0.3408
Kadmat | 2025-08-31 23:00 | 8 | 243 | 23 | 4.9 | 0 | 25.91 | 27.78 | 7.07 | 20.7 | 16.12 | 1000 | 527.6 | 0.1101 | 0 | 0.7695 | 0.3483
Kadmat | 2025-09-01 00:00 | 9 | 244 | 0 | 4.91 | 0 | 25.87 | 27.75 | 7.07 | 20.67 | 12.12 | 1000 | 488.8 | 0.1104 | 0 | 0.766 | 0.2619
Kadmat | 2025-09-01 01:00 | 9 | 244 | 1 | 5.7 | 0 | 25.74 | 27.72 | 7.07 | 20.65 | 13.08 | 1000 | 461.7 | 0.1781 | 0 | 0.7634 | 0.2826
Kadmat | 2025-09-01 02:00 | 9 | 244 | 2 | 5.44 | 0 | 25.62 | 27.71 | 7.07 | 20.63 | 12.48 | 1000 | 421.1 | 0.1532 | 0 | 0.7617 | 0.2696
Kadmat | 2025-09-01 03:00 | 9 | 244 | 3 | 5.02 | 0 | 25.59 | 27.7 | 7.07 | 20.63 | 11.71 | 1000 | 413.9 | 0.1188 | 0 | 0.7612 | 0.253
Kadmat | 2025-09-01 04:00 | 9 | 244 | 4 | 4.65 | 0 | 25.77 | 27.71 | 7.07 | 20.63 | 11.61 | 1000 | 426.3 | 0.0919 | 0 | 0.7618 | 0.2507
Kadmat | 2025-09-01 05:00 | 9 | 244 | 5 | 5.21 | 0 | 25.78 | 27.72 | 7.07 | 20.65 | 11.45 | 1000 | 483.8 | 0.1346 | 0 | 0.7635 | 0.2474
Kadmat | 2025-09-01 06:00 | 9 | 244 | 6 | 5 | 0 | 25.9 | 27.75 | 7.07 | 20.67 | 11.41 | 1000 | 520.8 | 0.1168 | 0 | 0.7662 | 0.2464
Kadmat | 2025-09-01 07:00 | 9 | 244 | 7 | 6.29 | 163.3 | 26.41 | 27.78 | 7.07 | 20.7 | 10.57 | 1000 | 578.4 | 0.2402 | 0.1366 | 0.7698 | 0.2283
Kadmat | 2025-09-01 08:00 | 9 | 244 | 8 | 7.7 | 334.5 | 26.72 | 27.82 | 7.07 | 20.74 | 9.15 | 1000 | 618.5 | 0.4323 | 0.2761 | 0.7739 | 0.1977
Kadmat | 2025-09-01 09:00 | 9 | 244 | 9 | 6.18 | 496.1 | 27.06 | 27.85 | 7.07 | 20.78 | 11.12 | 1000 | 618.3 | 0.2275 | 0.4041 | 0.7783 | 0.2402
Kadmat | 2025-09-01 10:00 | 9 | 244 | 10 | 6.9 | 711.6 | 27.81 | 27.89 | 7.07 | 20.82 | 11.88 | 1000 | 682.1 | 0.3167 | 0.5688 | 0.7827 | 0.2565
Kadmat | 2025-09-01 11:00 | 9 | 244 | 11 | 5.96 | 722.3 | 28.09 | 27.93 | 7.07 | 20.86 | 13.01 | 1000 | 674 | 0.203 | 0.5764 | 0.7868 | 0.281
Kadmat | 2025-09-01 12:00 | 9 | 244 | 12 | 5.33 | 790.1 | 28.48 | 27.96 | 7.07 | 20.89 | 11.28 | 1000 | 707 | 0.1442 | 0.6263 | 0.7904 | 0.2437
Kadmat | 2025-09-01 13:00 | 9 | 244 | 13 | 5.16 | 773.8 | 28.77 | 27.99 | 7.07 | 20.91 | 10.96 | 1000 | 655.1 | 0.1302 | 0.6135 | 0.7932 | 0.2367
Kadmat | 2025-09-01 14:00 | 9 | 244 | 14 | 5.48 | 702.3 | 28.8 | 28 | 7.07 | 20.93 | 11.39 | 1000 | 672.9 | 0.1569 | 0.5598 | 0.7949 | 0.2459
Kadmat | 2025-09-01 15:00 | 9 | 244 | 15 | 6.11 | 600.5 | 28.77 | 28.01 | 7.07 | 20.93 | 11.03 | 1000 | 637.2 | 0.2193 | 0.4824 | 0.7955 | 0.2383
Kadmat | 2025-09-01 16:00 | 9 | 244 | 16 | 5.14 | 441.6 | 28.48 | 28 | 7.07 | 20.93 | 11.95 | 1000 | 713.2 | 0.1285 | 0.3593 | 0.795 | 0.2581
Kadmat | 2025-09-01 17:00 | 9 | 244 | 17 | 7.49 | 214.8 | 28.29 | 27.99 | 7.07 | 20.91 | 12.56 | 1000 | 795.9 | 0.4007 | 0.1778 | 0.7933 | 0.2713
Kadmat | 2025-09-01 18:00 | 9 | 244 | 18 | 5.99 | 21.1 | 28.03 | 27.96 | 7.07 | 20.89 | 11.43 | 1000 | 798 | 0.2062 | 0.0178 | 0.7906 | 0.2468
Kadmat | 2025-09-01 19:00 | 9 | 244 | 19 | 7.33 | 0 | 27.78 | 27.93 | 7.07 | 20.86 | 10.83 | 1000 | 818.1 | 0.3774 | 0 | 0.7872 | 0.234
Kadmat | 2025-09-01 20:00 | 9 | 244 | 20 | 8.56 | 0 | 27.4 | 27.9 | 7.07 | 20.82 | 9.22 | 1000 | 830.7 | 0.5735 | 0 | 0.7831 | 0.1992
Kadmat | 2025-09-01 21:00 | 9 | 244 | 21 | 5.82 | 0 | 26.97 | 27.86 | 7.07 | 20.78 | 11.53 | 1000 | 776.8 | 0.1897 | 0 | 0.7788 | 0.2489
Kadmat | 2025-09-01 22:00 | 9 | 244 | 22 | 6.3 | 0 | 26.61 | 27.82 | 7.07 | 20.75 | 12.51 | 1000 | 642.7 | 0.2412 | 0 | 0.7744 | 0.2701
Kadmat | 2025-09-01 23:00 | 9 | 244 | 23 | 5.14 | 0 | 26.53 | 27.78 | 7.07 | 20.71 | 11.3 | 1000 | 584.3 | 0.1283 | 0 | 0.7704 | 0.244
Kadmat | 2025-09-02 00:00 | 9 | 245 | 0 | 5.71 | 0 | 26.36 | 27.75 | 7.07 | 20.68 | 12.32 | 1000 | 449.2 | 0.1784 | 0 | 0.7669 | 0.2662
Kadmat | 2025-09-02 01:00 | 9 | 245 | 1 | 6.53 | 0 | 26.02 | 27.73 | 7.07 | 20.66 | 12.52 | 1000 | 434.5 | 0.2685 | 0 | 0.7643 | 0.2705
Kadmat | 2025-09-02 02:00 | 9 | 245 | 2 | 5.97 | 0 | 25.89 | 27.71 | 7.07 | 20.64 | 10.74 | 1000 | 409.3 | 0.2046 | 0 | 0.7626 | 0.232
Kadmat | 2025-09-02 03:00 | 9 | 245 | 3 | 5.66 | 0 | 25.74 | 27.71 | 7.07 | 20.64 | 9.61 | 1000 | 416.1 | 0.1741 | 0 | 0.7621 | 0.2075
Kadmat | 2025-09-02 04:00 | 9 | 245 | 4 | 5.7 | 0 | 25.82 | 27.71 | 7.07 | 20.64 | 10.46 | 1000 | 430.3 | 0.1783 | 0 | 0.7627 | 0.226
Kadmat | 2025-09-02 05:00 | 9 | 245 | 5 | 5.75 | 0 | 25.95 | 27.73 | 7.07 | 20.66 | 10.44 | 1000 | 455.9 | 0.1825 | 0 | 0.7644 | 0.2254
Kadmat | 2025-09-02 06:00 | 9 | 245 | 6 | 6.2 | 0 | 26.36 | 27.75 | 7.07 | 20.68 | 11.13 | 1000 | 540.4 | 0.23 | 0 | 0.7672 | 0.2403
Kadmat | 2025-09-02 07:00 | 9 | 245 | 7 | 7.04 | 174 | 26.78 | 27.79 | 7.07 | 20.71 | 11.32 | 1000 | 587.1 | 0.3348 | 0.1453 | 0.7707 | 0.2445
Kadmat | 2025-09-02 08:00 | 9 | 245 | 8 | 6.97 | 417.2 | 27.46 | 27.82 | 7.07 | 20.75 | 11.59 | 1000 | 626.2 | 0.3254 | 0.3413 | 0.7748 | 0.2504
Kadmat | 2025-09-02 09:00 | 9 | 245 | 9 | 6.7 | 587.9 | 27.59 | 27.86 | 7.07 | 20.79 | 12.55 | 1000 | 648.8 | 0.2899 | 0.4748 | 0.7792 | 0.271
Kadmat | 2025-09-02 10:00 | 9 | 245 | 10 | 5.93 | 674.7 | 27.99 | 27.9 | 7.07 | 20.83 | 12.23 | 1000 | 636.5 | 0.1997 | 0.5405 | 0.7836 | 0.2643
Kadmat | 2025-09-02 11:00 | 9 | 245 | 11 | 5.93 | 735.6 | 28.55 | 27.94 | 7.07 | 20.86 | 12.8 | 1000 | 695.3 | 0.2004 | 0.5854 | 0.7878 | 0.2765
Kadmat | 2025-09-02 12:00 | 9 | 245 | 12 | 3.48 | 731.9 | 28.95 | 27.97 | 7.07 | 20.9 | 13.58 | 1000 | 644.6 | 0.0262 | 0.5818 | 0.7913 | 0.2933
Kadmat | 2025-09-02 13:00 | 9 | 245 | 13 | 3.97 | 909 | 28.99 | 27.99 | 7.07 | 20.92 | 13.2 | 1000 | 666.1 | 0.0488 | 0.7127 | 0.7941 | 0.2851
Kadmat | 2025-09-02 14:00 | 9 | 245 | 14 | 2.9 | 626.8 | 28.99 | 28.01 | 7.07 | 20.93 | 13.82 | 1000 | 656.3 | 0.0071 | 0.5021 | 0.7958 | 0.2985
Kadmat | 2025-09-02 15:00 | 9 | 245 | 15 | 2.08 | 616.8 | 28.84 | 28.01 | 7.07 | 20.94 | 13.21 | 1000 | 676.7 | 0 | 0.4947 | 0.7964 | 0.2853
Kadmat | 2025-09-02 16:00 | 9 | 245 | 16 | 1.78 | 425.2 | 28.77 | 28.01 | 7.07 | 20.94 | 14.05 | 1000 | 660 | 0 | 0.3461 | 0.7959 | 0.3034
Kadmat | 2025-09-02 17:00 | 9 | 245 | 17 | 1.58 | 220.9 | 28.37 | 27.99 | 7.07 | 20.92 | 14.43 | 1000 | 709.5 | 0 | 0.1827 | 0.7942 | 0.3116
Kadmat | 2025-09-02 18:00 | 9 | 245 | 18 | 1.41 | 22.2 | 28.12 | 27.97 | 7.07 | 20.9 | 15.2 | 1000 | 816.7 | 0 | 0.0186 | 0.7916 | 0.3283
Kadmat | 2025-09-02 19:00 | 9 | 245 | 19 | 1.93 | 0 | 27.64 | 27.94 | 7.07 | 20.87 | 14.71 | 1000 | 850.9 | 0 | 0 | 0.7881 | 0.3177
Kadmat | 2025-09-02 20:00 | 9 | 245 | 20 | 3.13 | 0 | 27.36 | 27.9 | 7.07 | 20.83 | 16 | 1000 | 832 | 0.0139 | 0 | 0.784 | 0.3455
Kadmat | 2025-09-02 21:00 | 9 | 245 | 21 | 3.22 | 0 | 27.01 | 27.86 | 7.07 | 20.79 | 14.1 | 1000 | 749.2 | 0.017 | 0 | 0.7797 | 0.3047
Kadmat | 2025-09-02 22:00 | 9 | 245 | 22 | 3.8 | 0 | 26.47 | 27.83 | 7.07 | 20.75 | 15.74 | 1000 | 706.4 | 0.041 | 0 | 0.7753 | 0.34
Kadmat | 2025-09-02 23:00 | 9 | 245 | 23 | 4.3 | 0 | 26.18 | 27.79 | 7.07 | 20.72 | 18.04 | 1000 | 578.9 | 0.0689 | 0 | 0.7713 | 0.3897
Kadmat | 2025-09-03 00:00 | 9 | 246 | 0 | 4.69 | 0 | 25.62 | 27.76 | 7.07 | 20.69 | 15.97 | 1000 | 475.6 | 0.0945 | 0 | 0.7678 | 0.345
Kadmat | 2025-09-03 01:00 | 9 | 246 | 1 | 3.65 | 0 | 25.25 | 27.74 | 7.07 | 20.66 | 16.31 | 1000 | 422.3 | 0.0341 | 0 | 0.7652 | 0.3522
Kadmat | 2025-09-03 02:00 | 9 | 246 | 2 | 3.89 | 0 | 25.18 | 27.72 | 7.07 | 20.65 | 15.52 | 1000 | 446.4 | 0.0453 | 0 | 0.7636 | 0.3351
Kadmat | 2025-09-03 03:00 | 9 | 246 | 3 | 5.51 | 0 | 25.44 | 27.72 | 7.07 | 20.64 | 15.49 | 1000 | 445.4 | 0.159 | 0 | 0.763 | 0.3346
Kadmat | 2025-09-03 04:00 | 9 | 246 | 4 | 5.57 | 0 | 25.73 | 27.72 | 7.07 | 20.65 | 16.66 | 1000 | 425.1 | 0.1654 | 0 | 0.7636 | 0.3599
Kadmat | 2025-09-03 05:00 | 9 | 246 | 5 | 4.99 | 0 | 26.05 | 27.74 | 7.07 | 20.67 | 16.67 | 1000 | 463 | 0.1165 | 0 | 0.7654 | 0.3601
Kadmat | 2025-09-03 06:00 | 9 | 246 | 6 | 4.23 | 0 | 26.47 | 27.76 | 7.07 | 20.69 | 15.49 | 1000 | 542.7 | 0.0645 | 0 | 0.7681 | 0.3346
Kadmat | 2025-09-03 07:00 | 9 | 246 | 7 | 4.06 | 52.9 | 26.91 | 27.79 | 7.07 | 20.72 | 17.2 | 1000 | 573.1 | 0.054 | 0.0445 | 0.7716 | 0.3715
Kadmat | 2025-09-03 08:00 | 9 | 246 | 8 | 4.13 | 99.8 | 27.31 | 27.83 | 7.07 | 20.76 | 19.18 | 1000 | 582.1 | 0.0586 | 0.0836 | 0.7757 | 0.4143
Kadmat | 2025-09-03 09:00 | 9 | 246 | 9 | 4.16 | 139 | 27.83 | 27.87 | 7.07 | 20.8 | 19.95 | 1000 | 641.8 | 0.06 | 0.1159 | 0.7801 | 0.431
Kadmat | 2025-09-03 10:00 | 9 | 246 | 10 | 4.69 | 185.7 | 28.19 | 27.91 | 7.07 | 20.84 | 21.14 | 1000 | 682.9 | 0.0949 | 0.1541 | 0.7846 | 0.4566
Kadmat | 2025-09-03 11:00 | 9 | 246 | 11 | 4.14 | 195.1 | 28.62 | 27.94 | 7.07 | 20.87 | 23.09 | 1000 | 693.7 | 0.0591 | 0.1616 | 0.7887 | 0.4988
Kadmat | 2025-09-03 12:00 | 9 | 246 | 12 | 4.94 | 232.1 | 28.79 | 27.97 | 7.07 | 20.9 | 22.89 | 1000 | 677.6 | 0.1126 | 0.1915 | 0.7923 | 0.4944
Kadmat | 2025-09-03 13:00 | 9 | 246 | 13 | 4.18 | 214.6 | 28.92 | 28 | 7.07 | 20.93 | 22.01 | 1000 | 657.4 | 0.0613 | 0.1772 | 0.795 | 0.4753
Kadmat | 2025-09-03 14:00 | 9 | 246 | 14 | 6.42 | 226.5 | 28.9 | 28.01 | 7.07 | 20.94 | 22.9 | 1000 | 688.8 | 0.2553 | 0.1869 | 0.7968 | 0.4945
Kadmat | 2025-09-03 15:00 | 9 | 246 | 15 | 5.73 | 166.2 | 28.8 | 28.02 | 7.07 | 20.95 | 23.33 | 1000 | 645.3 | 0.181 | 0.1378 | 0.7974 | 0.504
Kadmat | 2025-09-03 16:00 | 9 | 246 | 16 | 6.39 | 132.7 | 28.79 | 28.01 | 7.07 | 20.94 | 24.32 | 1000 | 712.9 | 0.252 | 0.1103 | 0.7968 | 0.5252
Kadmat | 2025-09-03 17:00 | 9 | 246 | 17 | 7.15 | 60.8 | 28.06 | 28 | 7.07 | 20.93 | 23.1 | 1000 | 773.4 | 0.3506 | 0.0509 | 0.7952 | 0.499
Kadmat | 2025-09-03 18:00 | 9 | 246 | 18 | 7.23 | 4.8 | 27.77 | 27.98 | 7.07 | 20.91 | 23.45 | 1000 | 800.6 | 0.3623 | 0.004 | 0.7925 | 0.5066
Kadmat | 2025-09-03 19:00 | 9 | 246 | 19 | 8.23 | 0 | 27.25 | 27.94 | 7.07 | 20.87 | 23.18 | 1000 | 879.9 | 0.5184 | 0 | 0.789 | 0.5008
Kadmat | 2025-09-03 20:00 | 9 | 246 | 20 | 6.8 | 0 | 26.75 | 27.91 | 7.07 | 20.84 | 23.29 | 1000 | 868 | 0.303 | 0 | 0.785 | 0.503
Kadmat | 2025-09-03 21:00 | 9 | 246 | 21 | 7.78 | 0 | 26.37 | 27.87 | 7.07 | 20.8 | 25.92 | 1000 | 801.1 | 0.4452 | 0 | 0.7806 | 0.5599
Kadmat | 2025-09-03 22:00 | 9 | 246 | 22 | 8.07 | 0 | 26.19 | 27.83 | 7.07 | 20.76 | 21.17 | 1000 | 673.1 | 0.4927 | 0 | 0.7763 | 0.4573
Kadmat | 2025-09-03 23:00 | 9 | 246 | 23 | 8.7 | 0 | 25.9 | 27.8 | 7.07 | 20.73 | 23.82 | 1000 | 560.4 | 0.5945 | 0 | 0.7722 | 0.5146
Kadmat | 2025-09-04 00:00 | 9 | 247 | 0 | 8.91 | 0 | 25.56 | 27.77 | 7.07 | 20.7 | 26.88 | 1000 | 476.7 | 0.6282 | 0 | 0.7688 | 0.5807
Kadmat | 2025-09-04 01:00 | 9 | 247 | 1 | 8.32 | 0 | 25.31 | 27.74 | 7.07 | 20.67 | 27.9 | 1000 | 446 | 0.5332 | 0 | 0.7661 | 0.6027
Kadmat | 2025-09-04 02:00 | 9 | 247 | 2 | 8.72 | 0 | 25.12 | 27.73 | 7.07 | 20.66 | 30.89 | 1000 | 406.6 | 0.5977 | 0 | 0.7645 | 0.6672
Kadmat | 2025-09-04 03:00 | 9 | 247 | 3 | 9.47 | 0 | 25.07 | 27.72 | 7.07 | 20.65 | 30.37 | 1000 | 420.7 | 0.7124 | 0 | 0.7639 | 0.656
Kadmat | 2025-09-04 04:00 | 9 | 247 | 4 | 8.76 | 0 | 25.5 | 27.73 | 7.07 | 20.66 | 33.03 | 1000 | 441.8 | 0.6046 | 0 | 0.7646 | 0.7134
Kadmat | 2025-09-04 05:00 | 9 | 247 | 5 | 8.66 | 0 | 25.73 | 27.74 | 7.07 | 20.67 | 31.6 | 1000 | 470.4 | 0.5884 | 0 | 0.7663 | 0.6827
Kadmat | 2025-09-04 06:00 | 9 | 247 | 6 | 7.75 | 0 | 26.06 | 27.77 | 7.07 | 20.7 | 33.48 | 1000 | 517.3 | 0.4416 | 0 | 0.769 | 0.7231
Kadmat | 2025-09-04 07:00 | 9 | 247 | 7 | 9.78 | 157.7 | 26.33 | 27.8 | 7.07 | 20.73 | 33.9 | 1000 | 572.9 | 0.7533 | 0.132 | 0.7725 | 0.7322
Kadmat | 2025-09-04 08:00 | 9 | 247 | 8 | 10.18 | 311.8 | 26.8 | 27.83 | 7.07 | 20.77 | 34.51 | 1000 | 609.1 | 0.803 | 0.2577 | 0.7766 | 0.7453
Kadmat | 2025-09-04 09:00 | 9 | 247 | 9 | 8.99 | 424.7 | 27.25 | 27.87 | 7.07 | 20.8 | 34.77 | 1000 | 652.8 | 0.6411 | 0.3476 | 0.7811 | 0.751
Kadmat | 2025-09-04 10:00 | 9 | 247 | 10 | 9.83 | 576.6 | 27.58 | 27.91 | 7.07 | 20.84 | 39.52 | 1000 | 646 | 0.7597 | 0.4661 | 0.7855 | 0.8535
Kadmat | 2025-09-04 11:00 | 9 | 247 | 11 | 9.39 | 695.4 | 27.92 | 27.95 | 7.07 | 20.88 | 38.93 | 1000 | 699 | 0.6998 | 0.5563 | 0.7896 | 0.8408
Kadmat | 2025-09-04 12:00 | 9 | 247 | 12 | 9.82 | 653.7 | 28.07 | 27.98 | 7.07 | 20.91 | 43.99 | 1000 | 646.2 | 0.7591 | 0.5244 | 0.7932 | 0.9
Kadmat | 2025-09-04 13:00 | 9 | 247 | 13 | 7.46 | 672.4 | 28.13 | 28 | 7.07 | 20.94 | 41.75 | 1000 | 665.4 | 0.395 | 0.5385 | 0.7959 | 0.9
Kadmat | 2025-09-04 14:00 | 9 | 247 | 14 | 7.18 | 663.9 | 28.09 | 28.02 | 7.07 | 20.95 | 37.95 | 1000 | 702.9 | 0.3556 | 0.5321 | 0.7977 | 0.8198
Kadmat | 2025-09-04 15:00 | 9 | 247 | 15 | 8.99 | 390 | 28.17 | 28.03 | 7.07 | 20.96 | 37.19 | 1000 | 665.2 | 0.641 | 0.3189 | 0.7983 | 0.8034
Kadmat | 2025-09-04 16:00 | 9 | 247 | 16 | 9.4 | 350 | 27.98 | 28.02 | 7.07 | 20.95 | 36.36 | 1000 | 689.5 | 0.702 | 0.2873 | 0.7978 | 0.7854
Kadmat | 2025-09-04 17:00 | 9 | 247 | 17 | 5.51 | 201.4 | 27.71 | 28.01 | 7.07 | 20.94 | 35.16 | 1000 | 732.2 | 0.159 | 0.1672 | 0.7961 | 0.7595
Kadmat | 2025-09-04 18:00 | 9 | 247 | 18 | 5.51 | 12.2 | 27.21 | 27.98 | 7.07 | 20.91 | 35.28 | 1000 | 785 | 0.1598 | 0.0103 | 0.7934 | 0.762
Kadmat | 2025-09-04 19:00 | 9 | 247 | 19 | 4.86 | 0 | 27.04 | 27.95 | 7.07 | 20.88 | 37.87 | 1000 | 846.7 | 0.107 | 0 | 0.7899 | 0.8181
Kadmat | 2025-09-04 20:00 | 9 | 247 | 20 | 4.11 | 0 | 26.91 | 27.92 | 7.07 | 20.85 | 36.93 | 1000 | 827.4 | 0.0572 | 0 | 0.7859 | 0.7977
Kadmat | 2025-09-04 21:00 | 9 | 247 | 21 | 5.23 | 0 | 26.53 | 27.88 | 7.07 | 20.81 | 39.28 | 1000 | 783.2 | 0.1357 | 0 | 0.7815 | 0.8484
Kadmat | 2025-09-04 22:00 | 9 | 247 | 22 | 5.59 | 0 | 26.26 | 27.84 | 7.07 | 20.77 | 40.06 | 1000 | 676.7 | 0.1676 | 0 | 0.7772 | 0.8652
Kadmat | 2025-09-04 23:00 | 9 | 247 | 23 | 5.55 | 0 | 25.85 | 27.8 | 7.07 | 20.73 | 37.83 | 1000 | 573.5 | 0.1634 | 0 | 0.7731 | 0.8172
Kadmat | 2025-09-05 00:00 | 9 | 248 | 0 | 5.05 | 0 | 25.77 | 27.77 | 7.07 | 20.7 | 37.72 | 1000 | 474.4 | 0.1213 | 0 | 0.7697 | 0.8147
Kadmat | 2025-09-05 01:00 | 9 | 248 | 1 | 4.82 | 0 | 25.8 | 27.75 | 7.07 | 20.68 | 34.1 | 1000 | 462.2 | 0.1043 | 0 | 0.767 | 0.7366
Kadmat | 2025-09-05 02:00 | 9 | 248 | 2 | 6.52 | 0 | 25.79 | 27.73 | 7.07 | 20.67 | 36.32 | 1000 | 429.3 | 0.2669 | 0 | 0.7654 | 0.7846
Kadmat | 2025-09-05 03:00 | 9 | 248 | 3 | 5.84 | 0 | 25.61 | 27.73 | 7.07 | 20.66 | 36.48 | 1000 | 410.4 | 0.1913 | 0 | 0.7649 | 0.7881
Kadmat | 2025-09-05 04:00 | 9 | 248 | 4 | 6.26 | 0 | 25.97 | 27.73 | 7.07 | 20.67 | 36.1 | 1000 | 446.7 | 0.2371 | 0 | 0.7655 | 0.7797
Kadmat | 2025-09-05 05:00 | 9 | 248 | 5 | 3.81 | 0 | 26.26 | 27.75 | 7.07 | 20.68 | 33.86 | 1000 | 468.8 | 0.0416 | 0 | 0.7672 | 0.7313
Kadmat | 2025-09-05 06:00 | 9 | 248 | 6 | 2.61 | 0 | 26.72 | 27.77 | 7.07 | 20.71 | 28.98 | 1000 | 512.6 | 0.002 | 0 | 0.7699 | 0.626
Kadmat | 2025-09-05 07:00 | 9 | 248 | 7 | 4.31 | 161.1 | 27.14 | 27.8 | 7.07 | 20.74 | 28.71 | 1000 | 563.8 | 0.0695 | 0.1344 | 0.7735 | 0.6202
Kadmat | 2025-09-05 08:00 | 9 | 248 | 8 | 4.57 | 331.5 | 27.48 | 27.84 | 7.07 | 20.77 | 26.09 | 1000 | 622.9 | 0.0857 | 0.2729 | 0.7776 | 0.5636
Kadmat | 2025-09-05 09:00 | 9 | 248 | 9 | 4.92 | 550 | 28.02 | 27.88 | 7.07 | 20.81 | 26.96 | 1000 | 675.5 | 0.1114 | 0.4447 | 0.782 | 0.5824
Kadmat | 2025-09-05 10:00 | 9 | 248 | 10 | 4.67 | 660.2 | 28.28 | 27.92 | 7.07 | 20.85 | 24.74 | 1000 | 651.9 | 0.0935 | 0.5289 | 0.7864 | 0.5344
Kadmat | 2025-09-05 11:00 | 9 | 248 | 11 | 4.58 | 676.7 | 28.76 | 27.96 | 7.07 | 20.89 | 25.28 | 1000 | 689.7 | 0.0866 | 0.5405 | 0.7906 | 0.546
Kadmat | 2025-09-05 12:00 | 9 | 248 | 12 | 4.81 | 823.7 | 28.82 | 27.99 | 7.07 | 20.92 | 22.37 | 1000 | 731.4 | 0.1036 | 0.6505 | 0.7941 | 0.4833
Kadmat | 2025-09-05 13:00 | 9 | 248 | 13 | 5.58 | 814.1 | 28.85 | 28.01 | 7.07 | 20.94 | 18.93 | 1000 | 709.2 | 0.166 | 0.6433 | 0.7969 | 0.4089
Kadmat | 2025-09-05 14:00 | 9 | 248 | 14 | 6.31 | 641.6 | 29.02 | 28.03 | 7.07 | 20.96 | 16.93 | 1000 | 671.6 | 0.2422 | 0.5133 | 0.7986 | 0.3656
Kadmat | 2025-09-05 15:00 | 9 | 248 | 15 | 5.63 | 523.3 | 28.77 | 28.03 | 7.07 | 20.96 | 16.5 | 1000 | 642.3 | 0.1711 | 0.4228 | 0.7992 | 0.3564
Kadmat | 2025-09-05 16:00 | 9 | 248 | 16 | 5.6 | 332.3 | 28.6 | 28.03 | 7.07 | 20.96 | 17.04 | 1000 | 680.5 | 0.1684 | 0.2724 | 0.7987 | 0.3681
Kadmat | 2025-09-05 17:00 | 9 | 248 | 17 | 4.97 | 188.3 | 28.19 | 28.01 | 7.07 | 20.95 | 16.33 | 1000 | 735.2 | 0.1145 | 0.1563 | 0.797 | 0.3526
Kadmat | 2025-09-05 18:00 | 9 | 248 | 18 | 4.35 | 13.8 | 28.09 | 27.99 | 7.07 | 20.92 | 18.31 | 1000 | 837.4 | 0.0717 | 0.0116 | 0.7944 | 0.3956
Kadmat | 2025-09-05 19:00 | 9 | 248 | 19 | 4 | 0 | 27.76 | 27.96 | 7.07 | 20.89 | 17.86 | 1000 | 845.9 | 0.0505 | 0 | 0.7909 | 0.3858
Kadmat | 2025-09-05 20:00 | 9 | 248 | 20 | 3.26 | 0 | 27.32 | 27.92 | 7.07 | 20.86 | 17.61 | 1000 | 837.1 | 0.0183 | 0 | 0.7868 | 0.3803
Kadmat | 2025-09-05 21:00 | 9 | 248 | 21 | 2.68 | 0 | 26.66 | 27.88 | 7.07 | 20.82 | 17.26 | 1000 | 818.9 | 0.0032 | 0 | 0.7825 | 0.3729
Kadmat | 2025-09-05 22:00 | 9 | 248 | 22 | 4.22 | 0 | 26.17 | 27.85 | 7.07 | 20.78 | 16.91 | 1000 | 659.7 | 0.0642 | 0 | 0.7781 | 0.3652
Kadmat | 2025-09-05 23:00 | 9 | 248 | 23 | 3.59 | 0 | 25.94 | 27.81 | 7.07 | 20.74 | 16.26 | 1000 | 558.7 | 0.0312 | 0 | 0.7741 | 0.3512
Kadmat | 2025-09-06 00:00 | 9 | 249 | 0 | 3.29 | 0 | 25.75 | 27.78 | 7.07 | 20.71 | 15.52 | 1000 | 460.6 | 0.0194 | 0 | 0.7706 | 0.3352
Kadmat | 2025-09-06 01:00 | 9 | 249 | 1 | 2.22 | 0 | 25.63 | 27.75 | 7.07 | 20.69 | 15.39 | 1000 | 459.1 | 0 | 0 | 0.768 | 0.3323
Kadmat | 2025-09-06 02:00 | 9 | 249 | 2 | 2.2 | 0 | 25.47 | 27.74 | 7.07 | 20.67 | 14.47 | 1000 | 421.5 | 0 | 0 | 0.7663 | 0.3126
Kadmat | 2025-09-06 03:00 | 9 | 249 | 3 | 4.75 | 0 | 25.38 | 27.74 | 7.07 | 20.67 | 14.82 | 1000 | 416.5 | 0.0989 | 0 | 0.7658 | 0.3201
Kadmat | 2025-09-06 04:00 | 9 | 249 | 4 | 4.28 | 0 | 25.59 | 27.74 | 7.07 | 20.67 | 13.51 | 1000 | 437.5 | 0.0677 | 0 | 0.7664 | 0.2919
Kadmat | 2025-09-06 05:00 | 9 | 249 | 5 | 4.76 | 0 | 25.72 | 27.76 | 7.07 | 20.69 | 12.98 | 1000 | 489.1 | 0.0996 | 0 | 0.7681 | 0.2803
Kadmat | 2025-09-06 06:00 | 9 | 249 | 6 | 4.72 | 0 | 25.78 | 27.78 | 7.07 | 20.71 | 13.08 | 1000 | 561.2 | 0.097 | 0 | 0.7708 | 0.2825
Kadmat | 2025-09-06 07:00 | 9 | 249 | 7 | 4.94 | 115.7 | 26.18 | 27.81 | 7.07 | 20.75 | 13.49 | 1000 | 539.7 | 0.113 | 0.0972 | 0.7744 | 0.2914
Kadmat | 2025-09-06 08:00 | 9 | 249 | 8 | 4.09 | 262.3 | 26.64 | 27.85 | 7.07 | 20.78 | 13.7 | 1000 | 608.5 | 0.0561 | 0.2177 | 0.7785 | 0.2959
Kadmat | 2025-09-06 09:00 | 9 | 249 | 9 | 2.86 | 388.3 | 26.86 | 27.89 | 7.07 | 20.82 | 14.98 | 1000 | 646.4 | 0.0065 | 0.3191 | 0.7829 | 0.3235
Kadmat | 2025-09-06 10:00 | 9 | 249 | 10 | 3.58 | 518.6 | 27.2 | 27.93 | 7.07 | 20.86 | 13.35 | 1000 | 647.8 | 0.0309 | 0.4215 | 0.7874 | 0.2885
Kadmat | 2025-09-06 11:00 | 9 | 249 | 11 | 2.43 | 511.9 | 27.63 | 27.96 | 7.07 | 20.9 | 14.76 | 1000 | 674.9 | 0 | 0.4156 | 0.7915 | 0.3188
Kadmat | 2025-09-06 12:00 | 9 | 249 | 12 | 2.52 | 568 | 27.93 | 27.99 | 7.07 | 20.93 | 14.45 | 1000 | 667.6 | 0.0003 | 0.4588 | 0.7951 | 0.312
Kadmat | 2025-09-06 13:00 | 9 | 249 | 13 | 2.55 | 464.9 | 27.96 | 28.02 | 7.07 | 20.95 | 12.13 | 1000 | 673.9 | 0.0009 | 0.3784 | 0.7978 | 0.262
Kadmat | 2025-09-06 14:00 | 9 | 249 | 14 | 3.62 | 534 | 27.96 | 28.03 | 7.07 | 20.97 | 10.89 | 1000 | 687.1 | 0.0326 | 0.4323 | 0.7996 | 0.2353
Kadmat | 2025-09-06 15:00 | 9 | 249 | 15 | 3.6 | 414.2 | 27.93 | 28.04 | 7.07 | 20.97 | 11.67 | 1000 | 648.8 | 0.0318 | 0.3384 | 0.8002 | 0.252
Kadmat | 2025-09-06 16:00 | 9 | 249 | 16 | 4.03 | 247.9 | 28.02 | 28.03 | 7.07 | 20.97 | 11 | 1000 | 669.7 | 0.0521 | 0.2049 | 0.7996 | 0.2376
Kadmat | 2025-09-06 17:00 | 9 | 249 | 17 | 4.04 | 139.7 | 27.73 | 28.02 | 7.07 | 20.95 | 12.29 | 1000 | 785 | 0.053 | 0.1165 | 0.798 | 0.2654
Kadmat | 2025-09-06 18:00 | 9 | 249 | 18 | 4.97 | 8.9 | 27.59 | 28 | 7.07 | 20.93 | 14.54 | 1000 | 812.6 | 0.1151 | 0.0075 | 0.7953 | 0.3141
Kadmat | 2025-09-06 19:00 | 9 | 249 | 19 | 3.95 | 0 | 27.16 | 27.96 | 7.07 | 20.9 | 14.53 | 1000 | 878.9 | 0.048 | 0 | 0.7918 | 0.3138
Kadmat | 2025-09-06 20:00 | 9 | 249 | 20 | 4.52 | 0 | 26.82 | 27.93 | 7.07 | 20.86 | 15.14 | 1000 | 820.6 | 0.0826 | 0 | 0.7877 | 0.3271
Kadmat | 2025-09-06 21:00 | 9 | 249 | 21 | 5.88 | 0 | 26.49 | 27.89 | 7.06 | 20.83 | 16.22 | 1000 | 762.7 | 0.1956 | 0 | 0.7834 | 0.3503
Kadmat | 2025-09-06 22:00 | 9 | 249 | 22 | 6.19 | 0 | 26.33 | 27.85 | 7.06 | 20.79 | 16.65 | 1000 | 692.6 | 0.2287 | 0 | 0.779 | 0.3596
Kadmat | 2025-09-06 23:00 | 9 | 249 | 23 | 6.2 | 0 | 26.18 | 27.82 | 7.06 | 20.75 | 18.2 | 1000 | 552.3 | 0.2297 | 0 | 0.775 | 0.393
Kadmat | 2025-09-07 00:00 | 9 | 250 | 0 | 5.51 | 0 | 26.13 | 27.78 | 7.06 | 20.72 | 16.35 | 1000 | 477.4 | 0.1589 | 0 | 0.7715 | 0.3531
Kadmat | 2025-09-07 01:00 | 9 | 250 | 1 | 5.94 | 0 | 26.1 | 27.76 | 7.06 | 20.7 | 16.95 | 1000 | 442.2 | 0.2013 | 0 | 0.7689 | 0.3662
Kadmat | 2025-09-07 02:00 | 9 | 250 | 2 | 5.05 | 0 | 25.9 | 27.75 | 7.06 | 20.68 | 16.69 | 1000 | 423.7 | 0.1215 | 0 | 0.7672 | 0.3604
Kadmat | 2025-09-07 03:00 | 9 | 250 | 3 | 4.6 | 0 | 26.12 | 27.74 | 7.06 | 20.68 | 15.93 | 1000 | 421.1 | 0.0885 | 0 | 0.7667 | 0.3441
Kadmat | 2025-09-07 04:00 | 9 | 250 | 4 | 3.9 | 0 | 26.17 | 27.75 | 7.06 | 20.68 | 16.63 | 1000 | 417.2 | 0.0458 | 0 | 0.7673 | 0.3591
Kadmat | 2025-09-07 05:00 | 9 | 250 | 5 | 4.93 | 0 | 26.25 | 27.76 | 7.06 | 20.7 | 16.07 | 1000 | 484.3 | 0.1116 | 0 | 0.769 | 0.3471
Kadmat | 2025-09-07 06:00 | 9 | 250 | 6 | 5.28 | 0 | 26.68 | 27.79 | 7.06 | 20.72 | 15.43 | 1000 | 540.6 | 0.14 | 0 | 0.7718 | 0.3333
Kadmat | 2025-09-07 07:00 | 9 | 250 | 7 | 6.21 | 173.6 | 27.07 | 27.82 | 7.06 | 20.75 | 13.14 | 1000 | 562.3 | 0.2313 | 0.1448 | 0.7753 | 0.2838
Kadmat | 2025-09-07 08:00 | 9 | 250 | 8 | 6.69 | 435.4 | 27.29 | 27.85 | 7.06 | 20.79 | 14.37 | 1000 | 612.9 | 0.2888 | 0.356 | 0.7794 | 0.3104
Kadmat | 2025-09-07 09:00 | 9 | 250 | 9 | 7.6 | 627 | 27.78 | 27.89 | 7.06 | 20.83 | 13.74 | 1000 | 677.8 | 0.4172 | 0.5045 | 0.7838 | 0.2967
Kadmat | 2025-09-07 10:00 | 9 | 250 | 10 | 8.46 | 682.4 | 28.3 | 27.93 | 7.06 | 20.87 | 14.29 | 1000 | 694.8 | 0.5561 | 0.5457 | 0.7883 | 0.3086
Kadmat | 2025-09-07 11:00 | 9 | 250 | 11 | 7.4 | 858.5 | 28.67 | 27.97 | 7.06 | 20.9 | 14.13 | 1000 | 651.4 | 0.3877 | 0.6765 | 0.7924 | 0.3052
Kadmat | 2025-09-07 12:00 | 9 | 250 | 12 | 7.51 | 961.4 | 28.81 | 28 | 7.06 | 20.94 | 12.51 | 1000 | 708.4 | 0.4034 | 0.7513 | 0.796 | 0.2702
Kadmat | 2025-09-07 13:00 | 9 | 250 | 13 | 9.87 | 1082.8 | 28.77 | 28.02 | 7.06 | 20.96 | 12.19 | 1000 | 677.4 | 0.7658 | 0.8384 | 0.7987 | 0.2632
Kadmat | 2025-09-07 14:00 | 9 | 250 | 14 | 8.87 | 876.4 | 28.91 | 28.04 | 7.06 | 20.98 | 12.78 | 1000 | 694.9 | 0.622 | 0.6891 | 0.8005 | 0.276
Kadmat | 2025-09-07 15:00 | 9 | 250 | 15 | 9.27 | 620.2 | 28.71 | 28.05 | 7.06 | 20.98 | 11.05 | 1000 | 678.3 | 0.6821 | 0.4975 | 0.8011 | 0.2388
Kadmat | 2025-09-07 16:00 | 9 | 250 | 16 | 10.23 | 468.9 | 28.55 | 28.04 | 7.06 | 20.98 | 10.86 | 1000 | 686.3 | 0.8083 | 0.3806 | 0.8006 | 0.2345
Kadmat | 2025-09-07 17:00 | 9 | 250 | 17 | 9.58 | 259 | 28.38 | 28.03 | 7.06 | 20.96 | 10.17 | 1000 | 747.3 | 0.7264 | 0.2136 | 0.7989 | 0.2197
Kadmat | 2025-09-07 18:00 | 9 | 250 | 18 | 8.68 | 12.8 | 27.93 | 28 | 7.06 | 20.94 | 9.39 | 1000 | 785.6 | 0.5914 | 0.0107 | 0.7962 | 0.2028
Kadmat | 2025-09-07 19:00 | 9 | 250 | 19 | 9.61 | 0 | 27.48 | 27.97 | 7.06 | 20.91 | 8.77 | 1000 | 869.5 | 0.7307 | 0 | 0.7927 | 0.1895
Kadmat | 2025-09-07 20:00 | 9 | 250 | 20 | 11.53 | 0 | 26.75 | 27.94 | 7.06 | 20.87 | 8.85 | 1000 | 829.5 | 0.895 | 0 | 0.7887 | 0.1913
Kadmat | 2025-09-07 21:00 | 9 | 250 | 21 | 10.47 | 0 | 26.68 | 27.9 | 7.06 | 20.83 | 8.91 | 1000 | 757.7 | 0.8338 | 0 | 0.7843 | 0.1925
Kadmat | 2025-09-07 22:00 | 9 | 250 | 22 | 11.27 | 0 | 26.39 | 27.86 | 7.06 | 20.79 | 8.86 | 1000 | 678 | 0.8853 | 0 | 0.78 | 0.1913
Kadmat | 2025-09-07 23:00 | 9 | 250 | 23 | 11.1 | 0 | 25.98 | 27.82 | 7.06 | 20.76 | 8.91 | 1000 | 563.6 | 0.8789 | 0 | 0.7759 | 0.1925
Kadmat | 2025-09-08 00:00 | 9 | 251 | 0 | 10.37 | 0 | 25.64 | 27.79 | 7.06 | 20.73 | 8.81 | 1000 | 510.8 | 0.8229 | 0 | 0.7725 | 0.1903
Kadmat | 2025-09-08 01:00 | 9 | 251 | 1 | 9.34 | 0 | 25.45 | 27.77 | 7.06 | 20.7 | 9.32 | 1000 | 464.6 | 0.6934 | 0 | 0.7698 | 0.2014
Kadmat | 2025-09-08 02:00 | 9 | 251 | 2 | 8.36 | 0 | 25.35 | 27.75 | 7.06 | 20.69 | 9.91 | 1000 | 416.9 | 0.5404 | 0 | 0.7682 | 0.2141
Kadmat | 2025-09-08 03:00 | 9 | 251 | 3 | 9.26 | 0 | 25.55 | 27.75 | 7.06 | 20.69 | 10.28 | 1000 | 420.4 | 0.6806 | 0 | 0.7676 | 0.2221
Kadmat | 2025-09-08 04:00 | 9 | 251 | 4 | 9.72 | 0 | 25.75 | 27.75 | 7.06 | 20.69 | 8.98 | 1000 | 425.6 | 0.7451 | 0 | 0.7682 | 0.1941
Kadmat | 2025-09-08 05:00 | 9 | 251 | 5 | 7.09 | 0 | 25.93 | 27.77 | 7.06 | 20.71 | 8.3 | 1000 | 463.8 | 0.3421 | 0 | 0.77 | 0.1792
Kadmat | 2025-09-08 06:00 | 9 | 251 | 6 | 6.61 | 0 | 26.33 | 27.79 | 7.06 | 20.73 | 7.35 | 1000 | 516.2 | 0.2794 | 0 | 0.7727 | 0.1587
Kadmat | 2025-09-08 07:00 | 9 | 251 | 7 | 5.07 | 142.5 | 26.46 | 27.82 | 7.06 | 20.76 | 7.25 | 1000 | 596.7 | 0.1227 | 0.1194 | 0.7762 | 0.1567
Kadmat | 2025-09-08 08:00 | 9 | 251 | 8 | 5.74 | 342.2 | 26.71 | 27.86 | 7.06 | 20.8 | 6.86 | 1000 | 593.5 | 0.1815 | 0.2823 | 0.7803 | 0.1481
Kadmat | 2025-09-08 09:00 | 9 | 251 | 9 | 6.18 | 463.8 | 27.28 | 27.9 | 7.06 | 20.84 | 6.93 | 1000 | 652.4 | 0.2273 | 0.3785 | 0.7848 | 0.1497
Kadmat | 2025-09-08 10:00 | 9 | 251 | 10 | 5.83 | 584.8 | 27.41 | 27.94 | 7.06 | 20.88 | 7.37 | 1000 | 665.9 | 0.1903 | 0.4727 | 0.7892 | 0.1593
Kadmat | 2025-09-08 11:00 | 9 | 251 | 11 | 7.59 | 780.2 | 27.71 | 27.98 | 7.06 | 20.91 | 7.39 | 1000 | 662.3 | 0.4157 | 0.6207 | 0.7934 | 0.1597
Kadmat | 2025-09-08 12:00 | 9 | 251 | 12 | 6.84 | 630.4 | 27.92 | 28.01 | 7.06 | 20.94 | 6.85 | 1000 | 665.8 | 0.3082 | 0.5068 | 0.7969 | 0.1479
Kadmat | 2025-09-08 13:00 | 9 | 251 | 13 | 5.94 | 773.7 | 28.24 | 28.03 | 7.06 | 20.97 | 6.96 | 1000 | 681.3 | 0.2016 | 0.6147 | 0.7997 | 0.1504
Kadmat | 2025-09-08 14:00 | 9 | 251 | 14 | 7.44 | 633.2 | 28.09 | 28.05 | 7.06 | 20.98 | 6.62 | 1000 | 669.1 | 0.3929 | 0.5087 | 0.8014 | 0.143
Kadmat | 2025-09-08 15:00 | 9 | 251 | 15 | 8.49 | 608.5 | 28.23 | 28.05 | 7.06 | 20.99 | 7.61 | 1000 | 675.8 | 0.5616 | 0.4895 | 0.802 | 0.1643
Kadmat | 2025-09-08 16:00 | 9 | 251 | 16 | 7.69 | 348 | 28.28 | 28.05 | 7.06 | 20.98 | 8.79 | 1000 | 678.6 | 0.4312 | 0.2853 | 0.8015 | 0.1899
Kadmat | 2025-09-08 17:00 | 9 | 251 | 17 | 7.73 | 194.4 | 27.9 | 28.03 | 7.06 | 20.97 | 8.86 | 1000 | 764.7 | 0.4381 | 0.1614 | 0.7998 | 0.1914
Kadmat | 2025-09-08 18:00 | 9 | 251 | 18 | 6.54 | 7.9 | 27.51 | 28.01 | 7.06 | 20.95 | 9.13 | 1000 | 838.4 | 0.2692 | 0.0067 | 0.7972 | 0.1973
Kadmat | 2025-09-08 19:00 | 9 | 251 | 19 | 6.61 | 0 | 27.06 | 27.98 | 7.06 | 20.92 | 9.46 | 1000 | 825.3 | 0.279 | 0 | 0.7937 | 0.2042
Kadmat | 2025-09-08 20:00 | 9 | 251 | 20 | 8.01 | 0 | 26.76 | 27.94 | 7.06 | 20.88 | 10.17 | 1000 | 836.9 | 0.482 | 0 | 0.7896 | 0.2196
Kadmat | 2025-09-08 21:00 | 9 | 251 | 21 | 8.76 | 0 | 26.4 | 27.9 | 7.06 | 20.84 | 10.48 | 1000 | 800.8 | 0.6051 | 0 | 0.7852 | 0.2263
Kadmat | 2025-09-08 22:00 | 9 | 251 | 22 | 7.27 | 0 | 26.1 | 27.86 | 7.06 | 20.8 | 9.57 | 1000 | 688.6 | 0.3686 | 0 | 0.7809 | 0.2067
Kadmat | 2025-09-08 23:00 | 9 | 251 | 23 | 7.06 | 0 | 25.7 | 27.83 | 7.06 | 20.77 | 11.1 | 1000 | 548.3 | 0.3384 | 0 | 0.7768 | 0.2398
Kadmat | 2025-09-09 00:00 | 9 | 252 | 0 | 6.48 | 0 | 25.38 | 27.8 | 7.06 | 20.74 | 10.37 | 1000 | 489.4 | 0.2626 | 0 | 0.7734 | 0.224
Kadmat | 2025-09-09 01:00 | 9 | 252 | 1 | 5.38 | 0 | 25.49 | 27.77 | 7.06 | 20.71 | 10.42 | 1000 | 431.9 | 0.1486 | 0 | 0.7707 | 0.225
Kadmat | 2025-09-09 02:00 | 9 | 252 | 2 | 4.99 | 0 | 25.32 | 27.76 | 7.06 | 20.7 | 10.66 | 1000 | 436.4 | 0.1163 | 0 | 0.7691 | 0.2302
Kadmat | 2025-09-09 03:00 | 9 | 252 | 3 | 4.36 | 0 | 25.41 | 27.75 | 7.06 | 20.69 | 9.89 | 1000 | 412.8 | 0.0726 | 0 | 0.7686 | 0.2135
Kadmat | 2025-09-09 04:00 | 9 | 252 | 4 | 3.5 | 0 | 25.58 | 27.76 | 7.06 | 20.7 | 8.83 | 1000 | 460 | 0.0272 | 0 | 0.7692 | 0.1908
Kadmat | 2025-09-09 05:00 | 9 | 252 | 5 | 4.44 | 0 | 25.91 | 27.78 | 7.06 | 20.71 | 10.27 | 1000 | 481.7 | 0.0772 | 0 | 0.7709 | 0.2219
Kadmat | 2025-09-09 06:00 | 9 | 252 | 6 | 3.58 | 0 | 26.27 | 27.8 | 7.06 | 20.74 | 10.33 | 1000 | 518.2 | 0.0308 | 0 | 0.7736 | 0.223
Kadmat | 2025-09-09 07:00 | 9 | 252 | 7 | 5.17 | 202.7 | 26.79 | 27.83 | 7.06 | 20.77 | 11.51 | 1000 | 584.6 | 0.1314 | 0.1688 | 0.7771 | 0.2487
Kadmat | 2025-09-09 08:00 | 9 | 252 | 8 | 6.76 | 433.3 | 27.3 | 27.87 | 7.06 | 20.81 | 11.68 | 1000 | 602 | 0.2989 | 0.3543 | 0.7813 | 0.2522
Kadmat | 2025-09-09 09:00 | 9 | 252 | 9 | 7.28 | 604.5 | 27.61 | 27.91 | 7.06 | 20.85 | 13.53 | 1000 | 613.6 | 0.3697 | 0.4875 | 0.7857 | 0.2923
Kadmat | 2025-09-09 10:00 | 9 | 252 | 10 | 6.97 | 821.7 | 28.07 | 27.95 | 7.06 | 20.88 | 13.06 | 1000 | 664.8 | 0.326 | 0.6508 | 0.7901 | 0.282
Kadmat | 2025-09-09 11:00 | 9 | 252 | 11 | 4.75 | 860.7 | 28.33 | 27.98 | 7.06 | 20.92 | 12.39 | 1000 | 688.2 | 0.099 | 0.679 | 0.7943 | 0.2676
Kadmat | 2025-09-09 12:00 | 9 | 252 | 12 | 5.14 | 867.9 | 28.42 | 28.01 | 7.06 | 20.95 | 12 | 1000 | 700.3 | 0.1288 | 0.6841 | 0.7979 | 0.2592
Kadmat | 2025-09-09 13:00 | 9 | 252 | 13 | 4.81 | 942.7 | 28.51 | 28.04 | 7.06 | 20.98 | 10.92 | 1000 | 670.3 | 0.1035 | 0.7385 | 0.8006 | 0.2359
Kadmat | 2025-09-09 14:00 | 9 | 252 | 14 | 3.17 | 883.8 | 28.74 | 28.05 | 7.06 | 20.99 | 11.53 | 1000 | 677.5 | 0.0153 | 0.6949 | 0.8024 | 0.249
Kadmat | 2025-09-09 15:00 | 9 | 252 | 15 | 3.65 | 631.6 | 28.55 | 28.06 | 7.06 | 21 | 13 | 1000 | 641.4 | 0.0341 | 0.5065 | 0.803 | 0.2808
Kadmat | 2025-09-09 16:00 | 9 | 252 | 16 | 3.44 | 445.3 | 28.55 | 28.05 | 7.06 | 20.99 | 12.99 | 1000 | 703.6 | 0.025 | 0.3622 | 0.8024 | 0.2805
Kadmat | 2025-09-09 17:00 | 9 | 252 | 17 | 4.46 | 269.7 | 28.27 | 28.04 | 7.06 | 20.98 | 14.98 | 1000 | 727 | 0.0787 | 0.2224 | 0.8008 | 0.3236
Kadmat | 2025-09-09 18:00 | 9 | 252 | 18 | 4.18 | 9 | 27.99 | 28.02 | 7.06 | 20.95 | 13.4 | 1000 | 869.4 | 0.0613 | 0.0076 | 0.7981 | 0.2895
Kadmat | 2025-09-09 19:00 | 9 | 252 | 19 | 3.7 | 0 | 27.61 | 27.98 | 7.06 | 20.92 | 14.14 | 1000 | 867.8 | 0.0362 | 0 | 0.7946 | 0.3055
Kadmat | 2025-09-09 20:00 | 9 | 252 | 20 | 4.3 | 0 | 27.33 | 27.95 | 7.06 | 20.89 | 14.12 | 1000 | 853.1 | 0.0687 | 0 | 0.7905 | 0.305
Kadmat | 2025-09-09 21:00 | 9 | 252 | 21 | 5.99 | 0 | 27.09 | 27.91 | 7.06 | 20.85 | 13.66 | 1000 | 748 | 0.2061 | 0 | 0.7862 | 0.2951
Kadmat | 2025-09-09 22:00 | 9 | 252 | 22 | 5.21 | 0 | 26.64 | 27.87 | 7.06 | 20.81 | 13.73 | 1000 | 655.5 | 0.1342 | 0 | 0.7818 | 0.2965
Kadmat | 2025-09-09 23:00 | 9 | 252 | 23 | 5.85 | 0 | 26.14 | 27.84 | 7.06 | 20.78 | 14.41 | 1000 | 550.6 | 0.1928 | 0 | 0.7778 | 0.3113
Kadmat | 2025-09-10 00:00 | 9 | 253 | 0 | 5.71 | 0 | 25.82 | 27.8 | 7.06 | 20.74 | 14.72 | 1000 | 460 | 0.1786 | 0 | 0.7743 | 0.318
Kadmat | 2025-09-10 01:00 | 9 | 253 | 1 | 5.94 | 0 | 25.7 | 27.78 | 7.06 | 20.72 | 14.78 | 1000 | 441.5 | 0.2012 | 0 | 0.7717 | 0.3192
Kadmat | 2025-09-10 02:00 | 9 | 253 | 2 | 6.35 | 0 | 25.78 | 27.77 | 7.06 | 20.71 | 13.23 | 1000 | 436.8 | 0.2471 | 0 | 0.77 | 0.2857
Kadmat | 2025-09-10 03:00 | 9 | 253 | 3 | 7.55 | 0 | 25.74 | 27.76 | 7.06 | 20.7 | 12.57 | 1000 | 429 | 0.4089 | 0 | 0.7695 | 0.2716
Kadmat | 2025-09-10 04:00 | 9 | 253 | 4 | 8.74 | 0 | 26.12 | 27.77 | 7.06 | 20.71 | 12.5 | 1000 | 453.1 | 0.6018 | 0 | 0.7701 | 0.2701
Kadmat | 2025-09-10 05:00 | 9 | 253 | 5 | 8.04 | 0 | 26.31 | 27.78 | 7.06 | 20.72 | 13.2 | 1000 | 469.2 | 0.4866 | 0 | 0.7718 | 0.2851
Kadmat | 2025-09-10 06:00 | 9 | 253 | 6 | 8.46 | 0 | 26.78 | 27.81 | 7.06 | 20.75 | 15.55 | 1000 | 541.6 | 0.5575 | 0 | 0.7745 | 0.3359
Kadmat | 2025-09-10 07:00 | 9 | 253 | 7 | 7.6 | 176.3 | 26.97 | 27.84 | 7.06 | 20.78 | 15.27 | 1000 | 595.9 | 0.4169 | 0.1471 | 0.7781 | 0.3299
Kadmat | 2025-09-10 08:00 | 9 | 253 | 8 | 7.26 | 417.1 | 27.35 | 27.87 | 7.06 | 20.81 | 15.76 | 1000 | 627.8 | 0.3672 | 0.3414 | 0.7822 | 0.3404
Kadmat | 2025-09-10 09:00 | 9 | 253 | 9 | 7.61 | 660.5 | 27.84 | 27.91 | 7.06 | 20.85 | 17.17 | 1000 | 653.6 | 0.4185 | 0.53 | 0.7866 | 0.3709
Kadmat | 2025-09-10 10:00 | 9 | 253 | 10 | 8.49 | 914.3 | 28.26 | 27.95 | 7.06 | 20.89 | 19.01 | 1000 | 675.7 | 0.5624 | 0.7185 | 0.7911 | 0.4107
Kadmat | 2025-09-10 11:00 | 9 | 253 | 11 | 10.48 | 859.3 | 28.54 | 27.99 | 7.06 | 20.93 | 21.55 | 1000 | 671.8 | 0.8349 | 0.6775 | 0.7952 | 0.4655
Kadmat | 2025-09-10 12:00 | 9 | 253 | 12 | 11.36 | 880.9 | 28.83 | 28.02 | 7.06 | 20.96 | 21.54 | 1000 | 660.8 | 0.8889 | 0.6926 | 0.7988 | 0.4653
Kadmat | 2025-09-10 13:00 | 9 | 253 | 13 | 10.56 | 833.6 | 29.07 | 28.04 | 7.06 | 20.99 | 21.18 | 1000 | 688.9 | 0.8413 | 0.6571 | 0.8015 | 0.4574
Kadmat | 2025-09-10 14:00 | 9 | 253 | 14 | 9.61 | 752.6 | 29.07 | 28.06 | 7.06 | 21 | 20.09 | 1000 | 685.2 | 0.7315 | 0.597 | 0.8033 | 0.4339
Kadmat | 2025-09-10 15:00 | 9 | 253 | 15 | 10.52 | 764.2 | 28.96 | 28.06 | 7.06 | 21.01 | 19.85 | 1000 | 670.2 | 0.8387 | 0.6059 | 0.8039 | 0.4287
Kadmat | 2025-09-10 16:00 | 9 | 253 | 16 | 11.48 | 469.5 | 28.97 | 28.06 | 7.06 | 21 | 18.8 | 1000 | 697.4 | 0.8937 | 0.3805 | 0.8034 | 0.4061
Kadmat | 2025-09-10 17:00 | 9 | 253 | 17 | 9.51 | 228 | 28.6 | 28.05 | 7.06 | 20.99 | 17.98 | 1000 | 706.3 | 0.7174 | 0.1884 | 0.8017 | 0.3883
Kadmat | 2025-09-10 18:00 | 9 | 253 | 18 | 9.11 | 7.6 | 28.28 | 28.02 | 7.06 | 20.96 | 18.02 | 1000 | 845.6 | 0.659 | 0.0064 | 0.799 | 0.3892
Kadmat | 2025-09-10 19:00 | 9 | 253 | 19 | 10.34 | 0 | 27.76 | 27.99 | 7.06 | 20.93 | 17.9 | 1000 | 834.4 | 0.82 | 0 | 0.7955 | 0.3866
Kadmat | 2025-09-10 20:00 | 9 | 253 | 20 | 9.36 | 0 | 27.46 | 27.95 | 7.06 | 20.9 | 15.34 | 1000 | 816.1 | 0.6956 | 0 | 0.7915 | 0.3313
Kadmat | 2025-09-10 21:00 | 9 | 253 | 21 | 10.68 | 0 | 27.27 | 27.92 | 7.06 | 20.86 | 15.4 | 1000 | 776.1 | 0.8508 | 0 | 0.7871 | 0.3327
Kadmat | 2025-09-10 22:00 | 9 | 253 | 22 | 10.76 | 0 | 26.88 | 27.88 | 7.06 | 20.82 | 19.24 | 1000 | 671.3 | 0.8569 | 0 | 0.7827 | 0.4156
Kadmat | 2025-09-10 23:00 | 9 | 253 | 23 | 11.42 | 0 | 26.56 | 27.84 | 7.06 | 20.78 | 18.97 | 1000 | 552.1 | 0.8916 | 0 | 0.7787 | 0.4098
Kadmat | 2025-09-11 00:00 | 9 | 254 | 0 | 10.88 | 0 | 26.48 | 27.81 | 7.06 | 20.75 | 19.97 | 1000 | 462 | 0.8654 | 0 | 0.7752 | 0.4313
Kadmat | 2025-09-11 01:00 | 9 | 254 | 1 | 10.69 | 0 | 26.14 | 27.79 | 7.06 | 20.73 | 19.33 | 1000 | 471.1 | 0.8513 | 0 | 0.7726 | 0.4175
Kadmat | 2025-09-11 02:00 | 9 | 254 | 2 | 11.26 | 0 | 26.09 | 27.77 | 7.06 | 20.71 | 17.25 | 1000 | 422.5 | 0.8851 | 0 | 0.7709 | 0.3726
Kadmat | 2025-09-11 03:00 | 9 | 254 | 3 | 13.53 | 0 | 25.93 | 27.77 | 7.06 | 20.71 | 15.79 | 1000 | 435.4 | 0.9 | 0 | 0.7704 | 0.341
Kadmat | 2025-09-11 04:00 | 9 | 254 | 4 | 12.84 | 0 | 26.19 | 27.77 | 7.06 | 20.72 | 17.4 | 1000 | 431.8 | 0.9 | 0 | 0.771 | 0.3759
Kadmat | 2025-09-11 05:00 | 9 | 254 | 5 | 14.49 | 0 | 26.31 | 27.79 | 7.06 | 20.73 | 17.99 | 1000 | 476.6 | 0.9 | 0 | 0.7727 | 0.3887
Kadmat | 2025-09-11 06:00 | 9 | 254 | 6 | 14.85 | 0 | 26.7 | 27.81 | 7.06 | 20.75 | 19.51 | 1000 | 515.8 | 0.9 | 0 | 0.7755 | 0.4214
Kadmat | 2025-09-11 07:00 | 9 | 254 | 7 | 14.33 | 81.5 | 26.98 | 27.84 | 7.06 | 20.79 | 20.2 | 1000 | 571.3 | 0.9 | 0.0684 | 0.779 | 0.4364
Kadmat | 2025-09-11 08:00 | 9 | 254 | 8 | 12.83 | 178 | 27.29 | 27.88 | 7.06 | 20.82 | 21.55 | 1000 | 650.8 | 0.9 | 0.1483 | 0.7831 | 0.4656
Kadmat | 2025-09-11 09:00 | 9 | 254 | 9 | 13.57 | 306.7 | 27.66 | 27.92 | 7.06 | 20.86 | 20.07 | 1000 | 651.6 | 0.9 | 0.2528 | 0.7876 | 0.4334
Kadmat | 2025-09-11 10:00 | 9 | 254 | 10 | 14.05 | 337.4 | 27.94 | 27.96 | 7.06 | 20.9 | 19.35 | 1000 | 707.2 | 0.9 | 0.2772 | 0.792 | 0.4179
Kadmat | 2025-09-11 11:00 | 9 | 254 | 11 | 12.32 | 386.2 | 28.34 | 28 | 7.06 | 20.94 | 19.46 | 1000 | 697.3 | 0.9 | 0.3157 | 0.7961 | 0.4204
Kadmat | 2025-09-11 12:00 | 9 | 254 | 12 | 11.48 | 430.8 | 28.43 | 28.03 | 7.06 | 20.97 | 19.05 | 1000 | 699.4 | 0.8939 | 0.3509 | 0.7997 | 0.4116
Kadmat | 2025-09-11 13:00 | 9 | 254 | 13 | 10.05 | 407.5 | 28.56 | 28.05 | 7.06 | 20.99 | 17.45 | 1000 | 717.3 | 0.7888 | 0.3323 | 0.8025 | 0.377
Kadmat | 2025-09-11 14:00 | 9 | 254 | 14 | 10.01 | 364.6 | 28.56 | 28.07 | 7.06 | 21.01 | 16.56 | 1000 | 690.2 | 0.7836 | 0.2982 | 0.8042 | 0.3577
Kadmat | 2025-09-11 15:00 | 9 | 254 | 15 | 9.72 | 267.5 | 28.68 | 28.07 | 7.06 | 21.01 | 20.08 | 1000 | 673.4 | 0.7462 | 0.2203 | 0.8048 | 0.4337
Kadmat | 2025-09-11 16:00 | 9 | 254 | 16 | 10.83 | 202.8 | 28.56 | 28.07 | 7.06 | 21.01 | 22.21 | 1000 | 683.3 | 0.8622 | 0.1679 | 0.8043 | 0.4797
Kadmat | 2025-09-11 17:00 | 9 | 254 | 17 | 9.18 | 111.5 | 28.07 | 28.05 | 7.06 | 20.99 | 21.69 | 1000 | 744.6 | 0.6697 | 0.093 | 0.8026 | 0.4685
Kadmat | 2025-09-11 18:00 | 9 | 254 | 18 | 7.94 | 2.8 | 27.56 | 28.03 | 7.06 | 20.97 | 23.4 | 1000 | 814.4 | 0.4712 | 0.0023 | 0.8 | 0.5055
Kadmat | 2025-09-11 19:00 | 9 | 254 | 19 | 5.74 | 0 | 27.13 | 28 | 7.06 | 20.94 | 20.93 | 1000 | 904.8 | 0.1818 | 0 | 0.7965 | 0.4521
Kadmat | 2025-09-11 20:00 | 9 | 254 | 20 | 5.95 | 0 | 26.88 | 27.96 | 7.06 | 20.9 | 19.41 | 1000 | 884.8 | 0.2021 | 0 | 0.7924 | 0.4192
Kadmat | 2025-09-11 21:00 | 9 | 254 | 21 | 3.63 | 0 | 26.52 | 27.92 | 7.06 | 20.87 | 19.18 | 1000 | 783.2 | 0.0331 | 0 | 0.788 | 0.4143
Kadmat | 2025-09-11 22:00 | 9 | 254 | 22 | 3.97 | 0 | 26.05 | 27.88 | 7.06 | 20.83 | 19.85 | 1000 | 657.8 | 0.0489 | 0 | 0.7837 | 0.4287
Kadmat | 2025-09-11 23:00 | 9 | 254 | 23 | 2.75 | 0 | 25.82 | 27.85 | 7.06 | 20.79 | 17.3 | 1000 | 549.4 | 0.0045 | 0 | 0.7796 | 0.3738
Kadmat | 2025-09-12 00:00 | 9 | 255 | 0 | 1.32 | 0 | 25.78 | 27.82 | 7.06 | 20.76 | 17.81 | 1000 | 456.9 | 0 | 0 | 0.7761 | 0.3848
Kadmat | 2025-09-12 01:00 | 9 | 255 | 1 | 3.02 | 0 | 25.57 | 27.79 | 7.06 | 20.74 | 15.7 | 1000 | 440.5 | 0.0096 | 0 | 0.7735 | 0.3391
Kadmat | 2025-09-12 02:00 | 9 | 255 | 2 | 2.37 | 0 | 25.5 | 27.78 | 7.06 | 20.72 | 15.02 | 1000 | 425.4 | 0 | 0 | 0.7719 | 0.3244
Kadmat | 2025-09-12 03:00 | 9 | 255 | 3 | 2.44 | 0 | 25.6 | 27.77 | 7.06 | 20.72 | 14.35 | 1000 | 422.7 | 0 | 0 | 0.7713 | 0.31
Kadmat | 2025-09-12 04:00 | 9 | 255 | 4 | 1.76 | 0 | 25.83 | 27.78 | 7.06 | 20.72 | 14.56 | 1000 | 423.3 | 0 | 0 | 0.7719 | 0.3144
Kadmat | 2025-09-12 05:00 | 9 | 255 | 5 | 1.21 | 0 | 26.08 | 27.8 | 7.06 | 20.74 | 16.39 | 1000 | 465.2 | 0 | 0 | 0.7737 | 0.354
Kadmat | 2025-09-12 06:00 | 9 | 255 | 6 | 1.51 | 0 | 26.25 | 27.82 | 7.06 | 20.76 | 17.6 | 1000 | 541.6 | 0 | 0 | 0.7764 | 0.3802
Kadmat | 2025-09-12 07:00 | 9 | 255 | 7 | 1.48 | 159.1 | 26.81 | 27.85 | 7.06 | 20.79 | 17.38 | 1000 | 596.4 | 0 | 0.1329 | 0.7799 | 0.3754
Kadmat | 2025-09-12 08:00 | 9 | 255 | 8 | 1.3 | 350 | 27.32 | 27.89 | 7.06 | 20.83 | 18.17 | 1000 | 647.5 | 0 | 0.2879 | 0.7841 | 0.3924
Kadmat | 2025-09-12 09:00 | 9 | 255 | 9 | 1.54 | 598.2 | 27.83 | 27.93 | 7.06 | 20.87 | 17.38 | 1000 | 622.9 | 0 | 0.4823 | 0.7885 | 0.3755
Kadmat | 2025-09-12 10:00 | 9 | 255 | 10 | 1.6 | 664.1 | 28.15 | 27.97 | 7.06 | 20.91 | 17.38 | 1000 | 686.1 | 0 | 0.5321 | 0.7929 | 0.3754
Kadmat | 2025-09-12 11:00 | 9 | 255 | 11 | 2.05 | 684.7 | 28.54 | 28 | 7.06 | 20.95 | 17.5 | 1000 | 686.3 | 0 | 0.547 | 0.7971 | 0.378
Kadmat | 2025-09-12 12:00 | 9 | 255 | 12 | 3.5 | 811.6 | 28.59 | 28.03 | 7.06 | 20.98 | 17.99 | 1000 | 695.2 | 0.0268 | 0.6421 | 0.8007 | 0.3885
Kadmat | 2025-09-12 13:00 | 9 | 255 | 13 | 1.88 | 798.4 | 28.88 | 28.06 | 7.06 | 21 | 18.58 | 1000 | 716.4 | 0 | 0.6315 | 0.8034 | 0.4012
Kadmat | 2025-09-12 14:00 | 9 | 255 | 14 | 1.83 | 634.3 | 29.03 | 28.07 | 7.06 | 21.02 | 17.98 | 1000 | 705.4 | 0 | 0.5077 | 0.8052 | 0.3884
Kadmat | 2025-09-12 15:00 | 9 | 255 | 15 | 2.27 | 580.5 | 28.86 | 28.08 | 7.06 | 21.02 | 18.14 | 1000 | 679.2 | 0 | 0.4668 | 0.8058 | 0.3919
Kadmat | 2025-09-12 16:00 | 9 | 255 | 16 | 1.66 | 418.7 | 28.89 | 28.07 | 7.06 | 21.02 | 19.57 | 1000 | 691.9 | 0 | 0.3408 | 0.8052 | 0.4228
Kadmat | 2025-09-12 17:00 | 9 | 255 | 17 | 1.82 | 185.2 | 28.76 | 28.06 | 7.06 | 21 | 19.14 | 1000 | 750.9 | 0 | 0.1534 | 0.8036 | 0.4134
Kadmat | 2025-09-12 18:00 | 9 | 255 | 18 | 1.33 | 4 | 28.5 | 28.03 | 7.06 | 20.98 | 19.4 | 1000 | 808.1 | 0 | 0.0034 | 0.8009 | 0.4191
Kadmat | 2025-09-12 19:00 | 9 | 255 | 19 | 2.67 | 0 | 28.1 | 28 | 7.06 | 20.95 | 22.74 | 1000 | 904.7 | 0.003 | 0 | 0.7974 | 0.4912
Kadmat | 2025-09-12 20:00 | 9 | 255 | 20 | 3.32 | 0 | 27.67 | 27.97 | 7.06 | 20.91 | 22.35 | 1000 | 827.9 | 0.0204 | 0 | 0.7933 | 0.4827
Kadmat | 2025-09-12 21:00 | 9 | 255 | 21 | 3.3 | 0 | 27.13 | 27.93 | 7.06 | 20.87 | 23.42 | 1000 | 758.6 | 0.0196 | 0 | 0.789 | 0.5059
Kadmat | 2025-09-12 22:00 | 9 | 255 | 22 | 3.96 | 0 | 26.42 | 27.89 | 7.06 | 20.84 | 18.84 | 1000 | 687.3 | 0.0486 | 0 | 0.7846 | 0.4069
Kadmat | 2025-09-12 23:00 | 9 | 255 | 23 | 2.76 | 0 | 26.37 | 27.86 | 7.05 | 20.8 | 19.77 | 1000 | 550.5 | 0.0047 | 0 | 0.7805 | 0.427
Kadmat | 2025-09-13 00:00 | 9 | 256 | 0 | 4.21 | 0 | 26.05 | 27.82 | 7.05 | 20.77 | 21.22 | 1000 | 471.1 | 0.063 | 0 | 0.7771 | 0.4584
Kadmat | 2025-09-13 01:00 | 9 | 256 | 1 | 4.49 | 0 | 25.78 | 27.8 | 7.05 | 20.75 | 23.98 | 1000 | 444.1 | 0.0804 | 0 | 0.7744 | 0.5181
Kadmat | 2025-09-13 02:00 | 9 | 256 | 2 | 4.61 | 0 | 25.69 | 27.79 | 7.05 | 20.73 | 22.13 | 1000 | 446.8 | 0.0892 | 0 | 0.7728 | 0.478
Kadmat | 2025-09-13 03:00 | 9 | 256 | 3 | 5.36 | 0 | 25.81 | 27.78 | 7.05 | 20.73 | 22.51 | 1000 | 447 | 0.1469 | 0 | 0.7722 | 0.4863
Kadmat | 2025-09-13 04:00 | 9 | 256 | 4 | 7.55 | 0 | 25.81 | 27.79 | 7.05 | 20.73 | 23.38 | 1000 | 421.3 | 0.4086 | 0 | 0.7729 | 0.505
Kadmat | 2025-09-13 05:00 | 9 | 256 | 5 | 7.25 | 0 | 26.07 | 27.8 | 7.05 | 20.75 | 22.8 | 1000 | 468.1 | 0.3649 | 0 | 0.7746 | 0.4925
Kadmat | 2025-09-13 06:00 | 9 | 256 | 6 | 8.5 | 0 | 26.29 | 27.83 | 7.05 | 20.77 | 22.88 | 1000 | 533.2 | 0.5633 | 0 | 0.7773 | 0.4943
Kadmat | 2025-09-13 07:00 | 9 | 256 | 7 | 6.4 | 166.9 | 26.71 | 27.86 | 7.05 | 20.8 | 20.24 | 1000 | 582.6 | 0.2531 | 0.1394 | 0.7809 | 0.4372
Kadmat | 2025-09-13 08:00 | 9 | 256 | 8 | 8.56 | 427.2 | 27.11 | 27.89 | 7.05 | 20.84 | 19.65 | 1000 | 617.7 | 0.5729 | 0.3497 | 0.785 | 0.4245
Kadmat | 2025-09-13 09:00 | 9 | 256 | 9 | 10.4 | 594 | 27.55 | 27.93 | 7.05 | 20.88 | 18.37 | 1000 | 603.8 | 0.8258 | 0.4795 | 0.7894 | 0.3967
Kadmat | 2025-09-13 10:00 | 9 | 256 | 10 | 8.93 | 698.9 | 28.08 | 27.97 | 7.05 | 20.92 | 19.71 | 1000 | 702.2 | 0.6312 | 0.5587 | 0.7939 | 0.4257
Kadmat | 2025-09-13 11:00 | 9 | 256 | 11 | 11.4 | 767.5 | 28.53 | 28.01 | 7.05 | 20.95 | 19.99 | 1000 | 708 | 0.8905 | 0.6094 | 0.798 | 0.4317
Kadmat | 2025-09-13 12:00 | 9 | 256 | 12 | 13.06 | 767.3 | 28.89 | 28.04 | 7.05 | 20.99 | 20 | 1000 | 663.4 | 0.9 | 0.6084 | 0.8016 | 0.4321
Kadmat | 2025-09-13 13:00 | 9 | 256 | 13 | 11.44 | 814.5 | 29 | 28.06 | 7.05 | 21.01 | 21.64 | 1000 | 669.1 | 0.8921 | 0.6432 | 0.8043 | 0.4675
Kadmat | 2025-09-13 14:00 | 9 | 256 | 14 | 10.01 | 783.1 | 29.17 | 28.08 | 7.05 | 21.03 | 20.01 | 1000 | 699.4 | 0.7844 | 0.6195 | 0.8061 | 0.4323
Kadmat | 2025-09-13 15:00 | 9 | 256 | 15 | 10.95 | 531.7 | 29.25 | 28.08 | 7.05 | 21.03 | 21.37 | 1000 | 637 | 0.8709 | 0.4285 | 0.8067 | 0.4615
Kadmat | 2025-09-13 16:00 | 9 | 256 | 16 | 9.52 | 419.4 | 28.99 | 28.08 | 7.05 | 21.03 | 18.83 | 1000 | 655.3 | 0.7188 | 0.3412 | 0.8062 | 0.4066
Kadmat | 2025-09-13 17:00 | 9 | 256 | 17 | 10.29 | 198.7 | 28.86 | 28.06 | 7.05 | 21.01 | 18.64 | 1000 | 782.1 | 0.8147 | 0.1644 | 0.8045 | 0.4025
Kadmat | 2025-09-13 18:00 | 9 | 256 | 18 | 8.93 | 3 | 28.32 | 28.04 | 7.05 | 20.99 | 17.87 | 1000 | 819.6 | 0.6315 | 0.0025 | 0.8018 | 0.386
Kadmat | 2025-09-13 19:00 | 9 | 256 | 19 | 8.84 | 0 | 27.88 | 28.01 | 7.05 | 20.96 | 20.51 | 1000 | 886.8 | 0.6171 | 0 | 0.7983 | 0.4431
Kadmat | 2025-09-13 20:00 | 9 | 256 | 20 | 9.69 | 0 | 27.34 | 27.97 | 7.05 | 20.92 | 20.1 | 1000 | 813 | 0.742 | 0 | 0.7942 | 0.4342
Kadmat | 2025-09-13 21:00 | 9 | 256 | 21 | 8.13 | 0 | 27.07 | 27.94 | 7.05 | 20.88 | 19.98 | 1000 | 779.6 | 0.5026 | 0 | 0.7899 | 0.4316
Kadmat | 2025-09-13 22:00 | 9 | 256 | 22 | 8.87 | 0 | 26.66 | 27.9 | 7.05 | 20.84 | 19.08 | 1000 | 695.6 | 0.6224 | 0 | 0.7855 | 0.4121
Kadmat | 2025-09-13 23:00 | 9 | 256 | 23 | 8.02 | 0 | 26.23 | 27.86 | 7.05 | 20.81 | 21.34 | 1000 | 566.6 | 0.4844 | 0 | 0.7815 | 0.461
Kadmat | 2025-09-14 00:00 | 9 | 257 | 0 | 9.68 | 0 | 25.77 | 27.83 | 7.05 | 20.78 | 24.95 | 1000 | 459.7 | 0.7405 | 0 | 0.778 | 0.539
Kadmat | 2025-09-14 01:00 | 9 | 257 | 1 | 11.19 | 0 | 25.78 | 27.81 | 7.05 | 20.75 | 20.33 | 1000 | 443.6 | 0.8823 | 0 | 0.7753 | 0.4392
Kadmat | 2025-09-14 02:00 | 9 | 257 | 2 | 11.18 | 0 | 25.68 | 27.79 | 7.05 | 20.74 | 19.51 | 1000 | 425.6 | 0.8819 | 0 | 0.7737 | 0.4215
Kadmat | 2025-09-14 03:00 | 9 | 257 | 3 | 11.4 | 0 | 25.74 | 27.79 | 7.05 | 20.73 | 22.05 | 1000 | 408.9 | 0.8906 | 0 | 0.7732 | 0.4763
Kadmat | 2025-09-14 04:00 | 9 | 257 | 4 | 12.74 | 0 | 25.91 | 27.79 | 7.05 | 20.74 | 24.69 | 1000 | 443.6 | 0.9 | 0 | 0.7738 | 0.5334
Kadmat | 2025-09-14 05:00 | 9 | 257 | 5 | 11.14 | 0 | 26.16 | 27.81 | 7.05 | 20.76 | 20.47 | 1000 | 464 | 0.8802 | 0 | 0.7755 | 0.4422
Kadmat | 2025-09-14 06:00 | 9 | 257 | 6 | 9.47 | 0 | 26.36 | 27.83 | 7.05 | 20.78 | 19.49 | 1000 | 510.9 | 0.7124 | 0 | 0.7782 | 0.421
Kadmat | 2025-09-14 07:00 | 9 | 257 | 7 | 9.47 | 155.5 | 26.61 | 27.86 | 7.05 | 20.81 | 18.04 | 1000 | 600.1 | 0.7118 | 0.1301 | 0.7818 | 0.3897
Kadmat | 2025-09-14 08:00 | 9 | 257 | 8 | 7.96 | 310.2 | 27.08 | 27.9 | 7.05 | 20.85 | 18.5 | 1000 | 619.3 | 0.4749 | 0.2562 | 0.7859 | 0.3995
Kadmat | 2025-09-14 09:00 | 9 | 257 | 9 | 8.78 | 448.4 | 27.41 | 27.94 | 7.05 | 20.89 | 19.57 | 1000 | 662.3 | 0.6079 | 0.3661 | 0.7903 | 0.4228
Kadmat | 2025-09-14 10:00 | 9 | 257 | 10 | 7.51 | 548.8 | 27.81 | 27.98 | 7.05 | 20.93 | 18.85 | 1000 | 672.3 | 0.4033 | 0.4441 | 0.7948 | 0.4071
Kadmat | 2025-09-14 11:00 | 9 | 257 | 11 | 6.28 | 766.1 | 28.16 | 28.01 | 7.05 | 20.96 | 18 | 1000 | 675.4 | 0.2393 | 0.6091 | 0.7989 | 0.3887
Kadmat | 2025-09-14 12:00 | 9 | 257 | 12 | 5.59 | 641.4 | 28.29 | 28.05 | 7.05 | 20.99 | 18.89 | 1000 | 713.4 | 0.1669 | 0.5146 | 0.8025 | 0.4081
Kadmat | 2025-09-14 13:00 | 9 | 257 | 13 | 6.81 | 767 | 28.5 | 28.07 | 7.05 | 21.02 | 19.43 | 1000 | 674.3 | 0.3051 | 0.609 | 0.8053 | 0.4198
Kadmat | 2025-09-14 14:00 | 9 | 257 | 14 | 5.47 | 700 | 28.68 | 28.09 | 7.05 | 21.03 | 19.77 | 1000 | 676.5 | 0.156 | 0.5583 | 0.807 | 0.427
Kadmat | 2025-09-14 15:00 | 9 | 257 | 15 | 5.21 | 545.8 | 28.65 | 28.09 | 7.05 | 21.04 | 23.15 | 1000 | 623.1 | 0.1348 | 0.4404 | 0.8077 | 0.5
Kadmat | 2025-09-14 16:00 | 9 | 257 | 16 | 3.93 | 380.1 | 28.33 | 28.09 | 7.05 | 21.03 | 23.05 | 1000 | 696.5 | 0.0474 | 0.3108 | 0.8071 | 0.498
Kadmat | 2025-09-14 17:00 | 9 | 257 | 17 | 3.99 | 166.9 | 28.31 | 28.07 | 7.05 | 21.02 | 24.26 | 1000 | 761.3 | 0.0497 | 0.1386 | 0.8054 | 0.5241
Kadmat | 2025-09-14 18:00 | 9 | 257 | 18 | 3.82 | 1.9 | 27.92 | 28.05 | 7.05 | 21 | 24.04 | 1000 | 819.3 | 0.0422 | 0.0016 | 0.8028 | 0.5192
Kadmat | 2025-09-14 19:00 | 9 | 257 | 19 | 4.56 | 0 | 27.71 | 28.02 | 7.05 | 20.97 | 22.2 | 1000 | 840.7 | 0.0853 | 0 | 0.7993 | 0.4796
Kadmat | 2025-09-14 20:00 | 9 | 257 | 20 | 2.64 | 0 | 27.3 | 27.98 | 7.05 | 20.93 | 19.8 | 1000 | 827.5 | 0.0025 | 0 | 0.7952 | 0.4276
Kadmat | 2025-09-14 21:00 | 9 | 257 | 21 | 3.07 | 0 | 26.85 | 27.94 | 7.05 | 20.89 | 17.78 | 1000 | 780.2 | 0.0114 | 0 | 0.7908 | 0.3841
Kadmat | 2025-09-14 22:00 | 9 | 257 | 22 | 2.96 | 0 | 26.42 | 27.9 | 7.05 | 20.85 | 17.26 | 1000 | 673.4 | 0.0082 | 0 | 0.7864 | 0.3728
Kadmat | 2025-09-14 23:00 | 9 | 257 | 23 | 3.2 | 0 | 26.08 | 27.87 | 7.05 | 20.82 | 16.21 | 1000 | 549.3 | 0.0162 | 0 | 0.7824 | 0.3501
Kadmat | 2025-09-15 00:00 | 9 | 258 | 0 | 4.13 | 0 | 25.84 | 27.84 | 7.05 | 20.79 | 15.14 | 1000 | 471.8 | 0.0583 | 0 | 0.7789 | 0.327
Kadmat | 2025-09-15 01:00 | 9 | 258 | 1 | 3.73 | 0 | 25.49 | 27.81 | 7.05 | 20.76 | 15.42 | 1000 | 448.7 | 0.0379 | 0 | 0.7763 | 0.3331
Kadmat | 2025-09-15 02:00 | 9 | 258 | 2 | 3.35 | 0 | 25.36 | 27.8 | 7.05 | 20.75 | 16.56 | 1000 | 427.1 | 0.0215 | 0 | 0.7746 | 0.3578
Kadmat | 2025-09-15 03:00 | 9 | 258 | 3 | 2.52 | 0 | 25.59 | 27.79 | 7.05 | 20.74 | 17.39 | 1000 | 418.1 | 0.0004 | 0 | 0.7741 | 0.3756
Kadmat | 2025-09-15 04:00 | 9 | 258 | 4 | 2.1 | 0 | 25.71 | 27.8 | 7.05 | 20.75 | 15.29 | 1000 | 427.3 | 0 | 0 | 0.7747 | 0.3302
Kadmat | 2025-09-15 05:00 | 9 | 258 | 5 | 2.32 | 0 | 26.03 | 27.81 | 7.05 | 20.76 | 15.11 | 1000 | 462.2 | 0 | 0 | 0.7764 | 0.3263
Kadmat | 2025-09-15 06:00 | 9 | 258 | 6 | 3.05 | 0 | 26.27 | 27.84 | 7.05 | 20.79 | 16.53 | 1000 | 538 | 0.0109 | 0 | 0.7792 | 0.3571
Kadmat | 2025-09-15 07:00 | 9 | 258 | 7 | 3.02 | 105.9 | 26.7 | 27.87 | 7.05 | 20.82 | 16.18 | 1000 | 578.7 | 0.0097 | 0.0889 | 0.7827 | 0.3494
Kadmat | 2025-09-15 08:00 | 9 | 258 | 8 | 3.2 | 268.3 | 27.11 | 27.91 | 7.05 | 20.86 | 14.37 | 1000 | 626.1 | 0.0161 | 0.2222 | 0.7868 | 0.3104
Kadmat | 2025-09-15 09:00 | 9 | 258 | 9 | 2.31 | 511.6 | 27.54 | 27.95 | 7.05 | 20.89 | 12.2 | 1000 | 638.9 | 0 | 0.4156 | 0.7913 | 0.2636
Kadmat | 2025-09-15 10:00 | 9 | 258 | 10 | 3.46 | 545.5 | 27.96 | 27.98 | 7.05 | 20.93 | 13.24 | 1000 | 666.1 | 0.0256 | 0.4413 | 0.7957 | 0.2859
Kadmat | 2025-09-15 11:00 | 9 | 258 | 11 | 4.78 | 587.9 | 28.31 | 28.02 | 7.05 | 20.97 | 13.72 | 1000 | 669.1 | 0.1012 | 0.4735 | 0.7999 | 0.2963
Kadmat | 2025-09-15 12:00 | 9 | 258 | 12 | 4.63 | 638.9 | 28.44 | 28.05 | 7.05 | 21 | 13.91 | 1000 | 655.3 | 0.0901 | 0.5124 | 0.8035 | 0.3006
Kadmat | 2025-09-15 13:00 | 9 | 258 | 13 | 6.55 | 558.2 | 28.64 | 28.08 | 7.05 | 21.03 | 12.52 | 1000 | 690.7 | 0.2707 | 0.45 | 0.8062 | 0.2705
Kadmat | 2025-09-15 14:00 | 9 | 258 | 14 | 6.64 | 582.6 | 28.52 | 28.09 | 7.05 | 21.04 | 12 | 1000 | 652.9 | 0.2831 | 0.4691 | 0.808 | 0.2592
Kadmat | 2025-09-15 15:00 | 9 | 258 | 15 | 6.98 | 513 | 28.48 | 28.1 | 7.05 | 21.05 | 10.78 | 1000 | 662 | 0.3263 | 0.4152 | 0.8086 | 0.2328
Kadmat | 2025-09-15 16:00 | 9 | 258 | 16 | 7.3 | 258.9 | 28.3 | 28.09 | 7.05 | 21.04 | 9.98 | 1000 | 712.9 | 0.372 | 0.2137 | 0.808 | 0.2156
Kadmat | 2025-09-15 17:00 | 9 | 258 | 17 | 7.37 | 147.3 | 27.9 | 28.08 | 7.05 | 21.03 | 10.81 | 1000 | 719.5 | 0.3821 | 0.1227 | 0.8064 | 0.2334
Kadmat | 2025-09-15 18:00 | 9 | 258 | 18 | 6.39 | 1 | 27.51 | 28.05 | 7.05 | 21 | 10.76 | 1000 | 843.5 | 0.2523 | 0.0009 | 0.8037 | 0.2324
Kadmat | 2025-09-15 19:00 | 9 | 258 | 19 | 7.37 | 0 | 27.2 | 28.02 | 7.05 | 20.97 | 11.01 | 1000 | 868.5 | 0.3825 | 0 | 0.8002 | 0.2379
Kadmat | 2025-09-15 20:00 | 9 | 258 | 20 | 6.26 | 0 | 26.85 | 27.99 | 7.05 | 20.94 | 10.38 | 1000 | 866.2 | 0.2375 | 0 | 0.7961 | 0.2243
Kadmat | 2025-09-15 21:00 | 9 | 258 | 21 | 6.88 | 0 | 26.7 | 27.95 | 7.05 | 20.9 | 9.92 | 1000 | 766.7 | 0.3145 | 0 | 0.7917 | 0.2144
Kadmat | 2025-09-15 22:00 | 9 | 258 | 22 | 6.55 | 0 | 26.36 | 27.91 | 7.05 | 20.86 | 9.77 | 1000 | 662.2 | 0.2709 | 0 | 0.7874 | 0.211
Kadmat | 2025-09-15 23:00 | 9 | 258 | 23 | 6.21 | 0 | 25.96 | 27.87 | 7.05 | 20.82 | 9.16 | 1000 | 540 | 0.2307 | 0 | 0.7833 | 0.1979
Kadmat | 2025-09-16 00:00 | 9 | 259 | 0 | 6.87 | 0 | 25.69 | 27.84 | 7.05 | 20.79 | 10.34 | 1000 | 493.2 | 0.312 | 0 | 0.7798 | 0.2234
Kadmat | 2025-09-16 01:00 | 9 | 259 | 1 | 7.84 | 0 | 25.31 | 27.82 | 7.05 | 20.77 | 10.33 | 1000 | 445.8 | 0.4548 | 0 | 0.7773 | 0.2231
Kadmat | 2025-09-16 02:00 | 9 | 259 | 2 | 11.47 | 0 | 25.34 | 27.81 | 7.05 | 20.76 | 10.86 | 1000 | 426.8 | 0.8932 | 0 | 0.7757 | 0.2347
Kadmat | 2025-09-16 03:00 | 9 | 259 | 3 | 9.82 | 0 | 25.3 | 27.8 | 7.05 | 20.75 | 9.89 | 1000 | 431.2 | 0.7595 | 0 | 0.7752 | 0.2136
Kadmat | 2025-09-16 04:00 | 9 | 259 | 4 | 9.37 | 0 | 25.39 | 27.81 | 7.05 | 20.76 | 11.88 | 1000 | 441.8 | 0.6972 | 0 | 0.7759 | 0.2565
Kadmat | 2025-09-16 05:00 | 9 | 259 | 5 | 10.38 | 0 | 25.79 | 27.82 | 7.05 | 20.77 | 11.74 | 1000 | 488.4 | 0.8236 | 0 | 0.7777 | 0.2537
Kadmat | 2025-09-16 06:00 | 9 | 259 | 6 | 10.64 | 0 | 26.25 | 27.85 | 7.05 | 20.8 | 11.84 | 1000 | 565.3 | 0.8479 | 0 | 0.7805 | 0.2557
Kadmat | 2025-09-16 07:00 | 9 | 259 | 7 | 11.09 | 169 | 26.45 | 27.88 | 7.05 | 20.83 | 12.38 | 1000 | 605 | 0.8783 | 0.1413 | 0.7841 | 0.2675
Kadmat | 2025-09-16 08:00 | 9 | 259 | 8 | 12.7 | 359.1 | 26.63 | 27.92 | 7.05 | 20.87 | 12.12 | 1000 | 618.3 | 0.9 | 0.2959 | 0.7883 | 0.2618
Kadmat | 2025-09-16 09:00 | 9 | 259 | 9 | 12.92 | 589.2 | 27.1 | 27.96 | 7.05 | 20.91 | 13.16 | 1000 | 593 | 0.9 | 0.4766 | 0.7928 | 0.2843
Kadmat | 2025-09-16 10:00 | 9 | 259 | 10 | 11.33 | 740.7 | 27.44 | 28 | 7.05 | 20.95 | 14.57 | 1000 | 679.4 | 0.8879 | 0.5916 | 0.7973 | 0.3146
Kadmat | 2025-09-16 11:00 | 9 | 259 | 11 | 12.81 | 704.5 | 27.91 | 28.03 | 7.05 | 20.98 | 14.91 | 1000 | 701.3 | 0.9 | 0.5633 | 0.8015 | 0.3221
Kadmat | 2025-09-16 12:00 | 9 | 259 | 12 | 11.85 | 680.4 | 28.3 | 28.07 | 7.05 | 21.02 | 15.72 | 1000 | 671.1 | 0.8984 | 0.5442 | 0.8051 | 0.3395
Kadmat | 2025-09-16 13:00 | 9 | 259 | 13 | 12.86 | 856.3 | 28.54 | 28.09 | 7.05 | 21.04 | 14.91 | 1000 | 670.7 | 0.9 | 0.6753 | 0.808 | 0.3221
Kadmat | 2025-09-16 14:00 | 9 | 259 | 14 | 12.41 | 685.6 | 28.74 | 28.11 | 7.05 | 21.06 | 14.45 | 1000 | 615.1 | 0.9 | 0.5473 | 0.8098 | 0.3121
Kadmat | 2025-09-16 15:00 | 9 | 259 | 15 | 12.56 | 576.5 | 28.69 | 28.11 | 7.05 | 21.06 | 12.53 | 1000 | 662 | 0.9 | 0.4641 | 0.8105 | 0.2707
Kadmat | 2025-09-16 16:00 | 9 | 259 | 16 | 13.79 | 397.3 | 28.4 | 28.11 | 7.05 | 21.06 | 11.82 | 1000 | 654.2 | 0.9 | 0.3244 | 0.81 | 0.2554
Kadmat | 2025-09-16 17:00 | 9 | 259 | 17 | 11.85 | 180.3 | 28.18 | 28.09 | 7.05 | 21.04 | 11.47 | 1000 | 760.7 | 0.8984 | 0.1497 | 0.8084 | 0.2477
Kadmat | 2025-09-16 18:00 | 9 | 259 | 18 | 12.48 | 0.7 | 27.68 | 28.07 | 7.05 | 21.02 | 11.72 | 1000 | 839.3 | 0.9 | 0.0006 | 0.8058 | 0.2532
Kadmat | 2025-09-16 19:00 | 9 | 259 | 19 | 11.26 | 0 | 27.72 | 28.04 | 7.05 | 20.99 | 11.51 | 1000 | 889.8 | 0.8851 | 0 | 0.8023 | 0.2486
Kadmat | 2025-09-16 20:00 | 9 | 259 | 20 | 10.84 | 0 | 27.19 | 28.01 | 7.05 | 20.96 | 12.08 | 1000 | 777.8 | 0.8625 | 0 | 0.7983 | 0.261
Kadmat | 2025-09-16 21:00 | 9 | 259 | 21 | 8.51 | 0 | 26.82 | 27.97 | 7.05 | 20.92 | 11.08 | 1000 | 789.1 | 0.5643 | 0 | 0.794 | 0.2393
Kadmat | 2025-09-16 22:00 | 9 | 259 | 22 | 9.27 | 0 | 26.36 | 27.93 | 7.05 | 20.88 | 11.81 | 1000 | 651.7 | 0.6831 | 0 | 0.7897 | 0.255
Kadmat | 2025-09-16 23:00 | 9 | 259 | 23 | 7.35 | 0 | 26.02 | 27.89 | 7.05 | 20.85 | 12.33 | 1000 | 553.1 | 0.3801 | 0 | 0.7857 | 0.2663
Kadmat | 2025-09-17 00:00 | 9 | 260 | 0 | 7.74 | 0 | 25.74 | 27.86 | 7.05 | 20.82 | 12.64 | 1000 | 476.6 | 0.4399 | 0 | 0.7823 | 0.273
Kadmat | 2025-09-17 01:00 | 9 | 260 | 1 | 8.55 | 0 | 25.54 | 27.84 | 7.05 | 20.79 | 13.27 | 1000 | 438.7 | 0.5716 | 0 | 0.7797 | 0.2867
Kadmat | 2025-09-17 02:00 | 9 | 260 | 2 | 8.08 | 0 | 25.7 | 27.83 | 7.05 | 20.78 | 13.05 | 1000 | 440.2 | 0.4936 | 0 | 0.7781 | 0.2819
Kadmat | 2025-09-17 03:00 | 9 | 260 | 3 | 9.63 | 0 | 25.74 | 27.82 | 7.05 | 20.77 | 12.54 | 1000 | 443.3 | 0.7332 | 0 | 0.7776 | 0.2709
Kadmat | 2025-09-17 04:00 | 9 | 260 | 4 | 7.79 | 0 | 25.94 | 27.83 | 7.05 | 20.78 | 13.85 | 1000 | 422.7 | 0.4473 | 0 | 0.7783 | 0.2992
Kadmat | 2025-09-17 05:00 | 9 | 260 | 5 | 7.62 | 0 | 26.25 | 27.84 | 7.05 | 20.8 | 14.04 | 1000 | 449.5 | 0.4211 | 0 | 0.7801 | 0.3033
Kadmat | 2025-09-17 06:00 | 9 | 260 | 6 | 7.17 | 0 | 26.56 | 27.87 | 7.05 | 20.82 | 14.1 | 1000 | 526.1 | 0.3537 | 0 | 0.7829 | 0.3046
Kadmat | 2025-09-17 07:00 | 9 | 260 | 7 | 6.57 | 123.6 | 26.85 | 27.9 | 7.05 | 20.85 | 15.93 | 1000 | 583.1 | 0.2741 | 0.1035 | 0.7865 | 0.3441
Kadmat | 2025-09-17 08:00 | 9 | 260 | 8 | 5.71 | 335.3 | 27.5 | 27.94 | 7.05 | 20.89 | 18.1 | 1000 | 588 | 0.1787 | 0.276 | 0.7907 | 0.3911
Kadmat | 2025-09-17 09:00 | 9 | 260 | 9 | 6.92 | 450.2 | 27.88 | 27.98 | 7.05 | 20.93 | 16.52 | 1000 | 634.6 | 0.319 | 0.3669 | 0.7952 | 0.3568
Kadmat | 2025-09-17 10:00 | 9 | 260 | 10 | 5.12 | 634.5 | 28.33 | 28.02 | 7.05 | 20.97 | 17.27 | 1000 | 681.1 | 0.1266 | 0.5092 | 0.7997 | 0.3731
Kadmat | 2025-09-17 11:00 | 9 | 260 | 11 | 4.76 | 670.5 | 28.44 | 28.05 | 7.05 | 21.01 | 17.2 | 1000 | 715 | 0.0995 | 0.5364 | 0.8039 | 0.3714
Kadmat | 2025-09-17 12:00 | 9 | 260 | 12 | 4.68 | 576.2 | 28.8 | 28.09 | 7.05 | 21.04 | 17.26 | 1000 | 689.5 | 0.0938 | 0.4636 | 0.8076 | 0.3729
Kadmat | 2025-09-17 13:00 | 9 | 260 | 13 | 4.96 | 548.2 | 28.89 | 28.11 | 7.05 | 21.06 | 15.23 | 1000 | 686.1 | 0.1141 | 0.4418 | 0.8104 | 0.3289
Kadmat | 2025-09-17 14:00 | 9 | 260 | 14 | 3.9 | 623 | 29.1 | 28.13 | 7.05 | 21.08 | 14.9 | 1000 | 616.5 | 0.0459 | 0.499 | 0.8122 | 0.3217
Kadmat | 2025-09-17 15:00 | 9 | 260 | 15 | 3.38 | 453.1 | 29.06 | 28.13 | 7.05 | 21.08 | 14.74 | 1000 | 657.2 | 0.0228 | 0.3676 | 0.8129 | 0.3184
Kadmat | 2025-09-17 16:00 | 9 | 260 | 16 | 3.24 | 305.4 | 28.95 | 28.13 | 7.05 | 21.08 | 17.41 | 1000 | 658 | 0.0178 | 0.2506 | 0.8124 | 0.3761
Kadmat | 2025-09-17 17:00 | 9 | 260 | 17 | 3.59 | 181.7 | 28.75 | 28.11 | 7.05 | 21.07 | 17.24 | 1000 | 786.5 | 0.031 | 0.1506 | 0.8108 | 0.3724
Kadmat | 2025-09-17 18:00 | 9 | 260 | 18 | 2.95 | 0.3 | 28.47 | 28.09 | 7.05 | 21.04 | 16.27 | 1000 | 820 | 0.008 | 0.0002 | 0.8082 | 0.3515
Kadmat | 2025-09-17 19:00 | 9 | 260 | 19 | 2.62 | 0 | 27.91 | 28.06 | 7.05 | 21.01 | 17.09 | 1000 | 851.8 | 0.0021 | 0 | 0.8047 | 0.3692
Kadmat | 2025-09-17 20:00 | 9 | 260 | 20 | 3.55 | 0 | 27.42 | 28.02 | 7.05 | 20.98 | 15.08 | 1000 | 828.6 | 0.0292 | 0 | 0.8007 | 0.3257
Kadmat | 2025-09-17 21:00 | 9 | 260 | 21 | 3.19 | 0 | 27.1 | 27.99 | 7.05 | 20.94 | 16.2 | 1000 | 800 | 0.0157 | 0 | 0.7964 | 0.35
Kadmat | 2025-09-17 22:00 | 9 | 260 | 22 | 3.99 | 0 | 26.84 | 27.95 | 7.05 | 20.9 | 16.28 | 1000 | 665.1 | 0.0497 | 0 | 0.7921 | 0.3516
Kadmat | 2025-09-17 23:00 | 9 | 260 | 23 | 5.21 | 0 | 26.42 | 27.91 | 7.05 | 20.87 | 15.91 | 1000 | 551.4 | 0.1347 | 0 | 0.7881 | 0.3436
Kadmat | 2025-09-18 00:00 | 9 | 261 | 0 | 5.15 | 0 | 26.09 | 27.88 | 7.05 | 20.84 | 14.71 | 1000 | 470.6 | 0.1298 | 0 | 0.7847 | 0.3177
Kadmat | 2025-09-18 01:00 | 9 | 261 | 1 | 4.46 | 0 | 25.95 | 27.86 | 7.05 | 20.81 | 16.78 | 1000 | 438.4 | 0.0787 | 0 | 0.7821 | 0.3624
Kadmat | 2025-09-18 02:00 | 9 | 261 | 2 | 4.26 | 0 | 25.99 | 27.85 | 7.05 | 20.8 | 16.44 | 1000 | 445 | 0.0662 | 0 | 0.7805 | 0.3551
Kadmat | 2025-09-18 03:00 | 9 | 261 | 3 | 2.63 | 0 | 26.07 | 27.84 | 7.05 | 20.8 | 17.69 | 1000 | 406.9 | 0.0024 | 0 | 0.78 | 0.3822
Kadmat | 2025-09-18 04:00 | 9 | 261 | 4 | 2.47 | 0 | 26.03 | 27.85 | 7.05 | 20.8 | 15.91 | 1000 | 422.5 | 0 | 0 | 0.7807 | 0.3436
Kadmat | 2025-09-18 05:00 | 9 | 261 | 5 | 2.13 | 0 | 25.85 | 27.86 | 7.05 | 20.82 | 17.18 | 1000 | 502.8 | 0 | 0 | 0.7825 | 0.3712
Kadmat | 2025-09-18 06:00 | 9 | 261 | 6 | 1.79 | 0 | 26.23 | 27.89 | 7.05 | 20.84 | 18.43 | 1000 | 546.4 | 0 | 0 | 0.7853 | 0.3981
Kadmat | 2025-09-18 07:00 | 9 | 261 | 7 | 1.55 | 164.6 | 26.54 | 27.92 | 7.05 | 20.87 | 17.55 | 1000 | 585.2 | 0 | 0.1376 | 0.7889 | 0.3791
Kadmat | 2025-09-18 08:00 | 9 | 261 | 8 | 1.47 | 366.8 | 27 | 27.96 | 7.05 | 20.91 | 17.82 | 1000 | 615.9 | 0 | 0.3017 | 0.7931 | 0.385
Kadmat | 2025-09-18 09:00 | 9 | 261 | 9 | 1.42 | 472.7 | 27.48 | 28 | 7.05 | 20.95 | 18.41 | 1000 | 644.5 | 0 | 0.3852 | 0.7976 | 0.3977
Kadmat | 2025-09-18 10:00 | 9 | 261 | 10 | 1.02 | 625.2 | 27.83 | 28.04 | 7.05 | 20.99 | 17.57 | 1000 | 651.4 | 0 | 0.503 | 0.8021 | 0.3796
Kadmat | 2025-09-18 11:00 | 9 | 261 | 11 | 0.93 | 670.3 | 28.14 | 28.07 | 7.05 | 21.03 | 17.23 | 1000 | 745.4 | 0 | 0.5369 | 0.8064 | 0.3722
Kadmat | 2025-09-18 12:00 | 9 | 261 | 12 | 2.43 | 741 | 28.51 | 28.11 | 7.05 | 21.06 | 16.87 | 1000 | 693.9 | 0 | 0.5895 | 0.81 | 0.3643
Kadmat | 2025-09-18 13:00 | 9 | 261 | 13 | 2.12 | 776.3 | 28.47 | 28.13 | 7.05 | 21.08 | 17.4 | 1000 | 612.6 | 0 | 0.616 | 0.8128 | 0.3759
Kadmat | 2025-09-18 14:00 | 9 | 261 | 14 | 2.97 | 568.8 | 28.8 | 28.15 | 7.05 | 21.1 | 18.85 | 1000 | 678 | 0.0085 | 0.4579 | 0.8147 | 0.4072
Kadmat | 2025-09-18 15:00 | 9 | 261 | 15 | 1.58 | 520.9 | 28.92 | 28.15 | 7.05 | 21.11 | 19.63 | 1000 | 664.5 | 0 | 0.4207 | 0.8153 | 0.4239
Kadmat | 2025-09-18 16:00 | 9 | 261 | 16 | 1.4 | 346.9 | 28.42 | 28.15 | 7.05 | 21.1 | 16.3 | 1000 | 682.9 | 0 | 0.2843 | 0.8149 | 0.352
Kadmat | 2025-09-18 17:00 | 9 | 261 | 17 | 1.65 | 148.7 | 28.18 | 28.13 | 7.05 | 21.09 | 15.09 | 1000 | 752.7 | 0 | 0.1238 | 0.8132 | 0.3259
Kadmat | 2025-09-18 18:00 | 9 | 261 | 18 | 1.36 | 0.1 | 27.97 | 28.11 | 7.05 | 21.06 | 14.53 | 1000 | 791.6 | 0 | 0.0001 | 0.8106 | 0.3139
Kadmat | 2025-09-18 19:00 | 9 | 261 | 19 | 1.1 | 0 | 27.71 | 28.08 | 7.05 | 21.03 | 15.05 | 1000 | 887.3 | 0 | 0 | 0.8072 | 0.3251
Kadmat | 2025-09-18 20:00 | 9 | 261 | 20 | 1.38 | 0 | 27.23 | 28.04 | 7.05 | 21 | 14.59 | 1000 | 816.4 | 0 | 0 | 0.8031 | 0.3152
Kadmat | 2025-09-18 21:00 | 9 | 261 | 21 | 2.62 | 0 | 26.68 | 28.01 | 7.05 | 20.96 | 13.75 | 1000 | 785.9 | 0.0022 | 0 | 0.7988 | 0.2971
Kadmat | 2025-09-18 22:00 | 9 | 261 | 22 | 3.45 | 0 | 26.42 | 27.97 | 7.05 | 20.92 | 13.35 | 1000 | 711 | 0.0252 | 0 | 0.7945 | 0.2884
Kadmat | 2025-09-18 23:00 | 9 | 261 | 23 | 2.94 | 0 | 26.01 | 27.93 | 7.05 | 20.89 | 11.46 | 1000 | 523.4 | 0.0079 | 0 | 0.7905 | 0.2476
Kadmat | 2025-09-19 00:00 | 9 | 262 | 0 | 3.91 | 0 | 25.84 | 27.9 | 7.05 | 20.86 | 12.17 | 1000 | 464.7 | 0.046 | 0 | 0.7871 | 0.2628
Kadmat | 2025-09-19 01:00 | 9 | 262 | 1 | 4.19 | 0 | 25.76 | 27.88 | 7.05 | 20.83 | 12.98 | 1000 | 425.2 | 0.0621 | 0 | 0.7845 | 0.2803
Kadmat | 2025-09-19 02:00 | 9 | 262 | 2 | 4.11 | 0 | 25.85 | 27.87 | 7.04 | 20.82 | 12.2 | 1000 | 420.9 | 0.0572 | 0 | 0.7829 | 0.2634
Kadmat | 2025-09-19 03:00 | 9 | 262 | 3 | 5.44 | 0 | 25.91 | 27.86 | 7.04 | 20.82 | 13.8 | 1000 | 414.5 | 0.1535 | 0 | 0.7824 | 0.2981
Kadmat | 2025-09-19 04:00 | 9 | 262 | 4 | 6.4 | 0 | 25.96 | 27.87 | 7.04 | 20.82 | 14.09 | 1000 | 422.7 | 0.2529 | 0 | 0.7831 | 0.3043
Kadmat | 2025-09-19 05:00 | 9 | 262 | 5 | 7.09 | 0 | 26.31 | 27.88 | 7.04 | 20.84 | 15.1 | 1000 | 484.6 | 0.3419 | 0 | 0.7849 | 0.3262
Kadmat | 2025-09-19 06:00 | 9 | 262 | 6 | 7.66 | 0 | 26.91 | 27.91 | 7.04 | 20.86 | 14.78 | 1000 | 547.3 | 0.4269 | 0 | 0.7877 | 0.3192
Kadmat | 2025-09-19 07:00 | 9 | 262 | 7 | 8.48 | 221 | 27.42 | 27.94 | 7.04 | 20.9 | 14.35 | 1000 | 600.8 | 0.5594 | 0.1834 | 0.7913 | 0.3099
Kadmat | 2025-09-19 08:00 | 9 | 262 | 8 | 10.26 | 413.9 | 27.88 | 27.98 | 7.04 | 20.93 | 16.72 | 1000 | 612.9 | 0.8115 | 0.3382 | 0.7955 | 0.3611
Kadmat | 2025-09-19 09:00 | 9 | 262 | 9 | 11.2 | 559.8 | 28.37 | 28.02 | 7.04 | 20.97 | 17.27 | 1000 | 624.6 | 0.8829 | 0.4517 | 0.8 | 0.3729
Kadmat | 2025-09-19 10:00 | 9 | 262 | 10 | 11.5 | 861.3 | 28.64 | 28.06 | 7.04 | 21.01 | 15.4 | 1000 | 660.8 | 0.8944 | 0.6786 | 0.8046 | 0.3327
Kadmat | 2025-09-19 11:00 | 9 | 262 | 11 | 10.03 | 926.1 | 28.96 | 28.09 | 7.04 | 21.05 | 14.9 | 1000 | 705.5 | 0.7861 | 0.7252 | 0.8088 | 0.3218
Kadmat | 2025-09-19 12:00 | 9 | 262 | 12 | 9.39 | 831.1 | 29.11 | 28.12 | 7.04 | 21.08 | 12.94 | 1000 | 713.3 | 0.6997 | 0.6552 | 0.8125 | 0.2794
Kadmat | 2025-09-19 13:00 | 9 | 262 | 13 | 8.53 | 806.7 | 29.33 | 28.15 | 7.04 | 21.11 | 12.14 | 1000 | 669.6 | 0.5689 | 0.6366 | 0.8153 | 0.2622
Kadmat | 2025-09-19 14:00 | 9 | 262 | 14 | 9.21 | 780.2 | 29.28 | 28.17 | 7.04 | 21.12 | 11.75 | 1000 | 693.7 | 0.6742 | 0.6171 | 0.8171 | 0.2537
Kadmat | 2025-09-19 15:00 | 9 | 262 | 15 | 7.92 | 550.7 | 29.23 | 28.17 | 7.04 | 21.13 | 13.9 | 1000 | 647.4 | 0.4675 | 0.4432 | 0.8178 | 0.3002
Kadmat | 2025-09-19 16:00 | 9 | 262 | 16 | 9.03 | 483.6 | 28.72 | 28.17 | 7.04 | 21.12 | 14.94 | 1000 | 680.9 | 0.6477 | 0.3919 | 0.8173 | 0.3227
Kadmat | 2025-09-19 17:00 | 9 | 262 | 17 | 9.48 | 197.1 | 28.41 | 28.15 | 7.04 | 21.11 | 14.96 | 1000 | 742.5 | 0.7138 | 0.1633 | 0.8157 | 0.3231
Kadmat | 2025-09-19 18:00 | 9 | 262 | 18 | 10.2 | 0 | 27.89 | 28.13 | 7.04 | 21.09 | 13.9 | 1000 | 830 | 0.8049 | 0 | 0.8131 | 0.3002
Kadmat | 2025-09-19 19:00 | 9 | 262 | 19 | 11.35 | 0 | 27.41 | 28.1 | 7.04 | 21.06 | 13.46 | 1000 | 880.9 | 0.8885 | 0 | 0.8096 | 0.2906
Kadmat | 2025-09-19 20:00 | 9 | 262 | 20 | 10.89 | 0 | 26.85 | 28.06 | 7.04 | 21.02 | 12.94 | 1000 | 817.5 | 0.8667 | 0 | 0.8056 | 0.2796
Kadmat | 2025-09-19 21:00 | 9 | 262 | 21 | 11.04 | 0 | 26.32 | 28.03 | 7.04 | 20.98 | 14.6 | 1000 | 792.9 | 0.8765 | 0 | 0.8012 | 0.3154
Kadmat | 2025-09-19 22:00 | 9 | 262 | 22 | 11.6 | 0 | 25.9 | 27.99 | 7.04 | 20.94 | 14.3 | 1000 | 665.8 | 0.8956 | 0 | 0.7969 | 0.3088
Kadmat | 2025-09-19 23:00 | 9 | 262 | 23 | 11.59 | 0 | 25.78 | 27.95 | 7.04 | 20.91 | 16.96 | 1000 | 558 | 0.8956 | 0 | 0.7929 | 0.3664
Kadmat | 2025-09-20 00:00 | 9 | 263 | 0 | 12.48 | 0 | 25.65 | 27.92 | 7.04 | 20.88 | 19.11 | 1000 | 468.7 | 0.9 | 0 | 0.7895 | 0.4129
Kadmat | 2025-09-20 01:00 | 9 | 263 | 1 | 12.58 | 0 | 25.45 | 27.9 | 7.04 | 20.86 | 18.02 | 1000 | 452.9 | 0.9 | 0 | 0.7869 | 0.3893
Kadmat | 2025-09-20 02:00 | 9 | 263 | 2 | 13.11 | 0 | 25.48 | 27.89 | 7.04 | 20.84 | 18.84 | 1000 | 437 | 0.9 | 0 | 0.7853 | 0.4069
Kadmat | 2025-09-20 03:00 | 9 | 263 | 3 | 12.48 | 0 | 25.49 | 27.88 | 7.04 | 20.84 | 17.56 | 1000 | 415.8 | 0.9 | 0 | 0.7848 | 0.3792
Kadmat | 2025-09-20 04:00 | 9 | 263 | 4 | 13.74 | 0 | 25.79 | 27.89 | 7.04 | 20.84 | 18.98 | 1000 | 423.6 | 0.9 | 0 | 0.7855 | 0.41
Kadmat | 2025-09-20 05:00 | 9 | 263 | 5 | 13.52 | 0 | 25.82 | 27.9 | 7.04 | 20.86 | 18 | 1000 | 473.3 | 0.9 | 0 | 0.7873 | 0.3888
Kadmat | 2025-09-20 06:00 | 9 | 263 | 6 | 13.14 | 0 | 25.97 | 27.93 | 7.04 | 20.88 | 17.46 | 1000 | 515 | 0.9 | 0 | 0.7901 | 0.377
Kadmat | 2025-09-20 07:00 | 9 | 263 | 7 | 13.86 | 191.8 | 26.75 | 27.96 | 7.04 | 20.92 | 15.97 | 1000 | 611.6 | 0.9 | 0.1599 | 0.7937 | 0.3451
Kadmat | 2025-09-20 08:00 | 9 | 263 | 8 | 12.81 | 494.1 | 27.01 | 28 | 7.04 | 20.95 | 14.66 | 1000 | 640.9 | 0.9 | 0.4026 | 0.7979 | 0.3167
Kadmat | 2025-09-20 09:00 | 9 | 263 | 9 | 13.35 | 726.6 | 27.65 | 28.04 | 7.04 | 20.99 | 16.76 | 1000 | 677.6 | 0.9 | 0.5805 | 0.8025 | 0.3621
Kadmat | 2025-09-20 10:00 | 9 | 263 | 10 | 11.12 | 848.6 | 27.98 | 28.08 | 7.04 | 21.03 | 18.87 | 1000 | 669.4 | 0.8797 | 0.671 | 0.807 | 0.4076
Kadmat | 2025-09-20 11:00 | 9 | 263 | 11 | 11.99 | 935.5 | 28.37 | 28.11 | 7.04 | 21.07 | 20.91 | 1000 | 705 | 0.8999 | 0.7337 | 0.8112 | 0.4516
Kadmat | 2025-09-20 12:00 | 9 | 263 | 12 | 10.64 | 1073.7 | 28.68 | 28.14 | 7.04 | 21.1 | 19.74 | 1000 | 716.6 | 0.8477 | 0.8322 | 0.8149 | 0.4264
Kadmat | 2025-09-20 13:00 | 9 | 263 | 13 | 10.46 | 925.4 | 28.87 | 28.17 | 7.04 | 21.13 | 20.21 | 1000 | 666.5 | 0.8328 | 0.725 | 0.8177 | 0.4364
Kadmat | 2025-09-20 14:00 | 9 | 263 | 14 | 9.65 | 843.8 | 28.91 | 28.19 | 7.04 | 21.14 | 21.67 | 1000 | 661.2 | 0.7368 | 0.6651 | 0.8195 | 0.4681
Kadmat | 2025-09-20 15:00 | 9 | 263 | 15 | 12.42 | 649.2 | 28.85 | 28.19 | 7.04 | 21.15 | 20.97 | 1000 | 641.1 | 0.9 | 0.5194 | 0.8202 | 0.4529
Kadmat | 2025-09-20 16:00 | 9 | 263 | 16 | 13.41 | 402.2 | 28.46 | 28.19 | 7.04 | 21.14 | 22.32 | 1000 | 681.1 | 0.9 | 0.3283 | 0.8198 | 0.4821
Kadmat | 2025-09-20 17:00 | 9 | 263 | 17 | 12.65 | 234.6 | 27.97 | 28.17 | 7.04 | 21.13 | 23.89 | 1000 | 750.3 | 0.9 | 0.1941 | 0.8181 | 0.516
Kadmat | 2025-09-20 18:00 | 9 | 263 | 18 | 11.22 | 0 | 27.87 | 28.15 | 7.04 | 21.11 | 25.11 | 1000 | 824.3 | 0.8836 | 0 | 0.8155 | 0.5423
Kadmat | 2025-09-20 19:00 | 9 | 263 | 19 | 9.48 | 0 | 27.54 | 28.12 | 7.04 | 21.08 | 26.8 | 1000 | 796.3 | 0.7138 | 0 | 0.812 | 0.5788
Kadmat | 2025-09-20 20:00 | 9 | 263 | 20 | 10.05 | 0 | 27.2 | 28.08 | 7.04 | 21.04 | 27.07 | 1000 | 863 | 0.7879 | 0 | 0.808 | 0.5847
Kadmat | 2025-09-20 21:00 | 9 | 263 | 21 | 9.48 | 0 | 26.58 | 28.05 | 7.04 | 21 | 26.68 | 1000 | 785.2 | 0.7133 | 0 | 0.8037 | 0.5762
Kadmat | 2025-09-20 22:00 | 9 | 263 | 22 | 9.82 | 0 | 26.37 | 28.01 | 7.04 | 20.97 | 27.49 | 1000 | 674.3 | 0.7597 | 0 | 0.7994 | 0.5937
Kadmat | 2025-09-20 23:00 | 9 | 263 | 23 | 11.23 | 0 | 25.9 | 27.97 | 7.04 | 20.93 | 25.36 | 1000 | 547.3 | 0.884 | 0 | 0.7953 | 0.5478
Kadmat | 2025-09-21 00:00 | 9 | 264 | 0 | 12.74 | 0 | 25.84 | 27.94 | 7.04 | 20.9 | 27.3 | 1000 | 486.6 | 0.9 | 0 | 0.7919 | 0.5897
Kadmat | 2025-09-21 01:00 | 9 | 264 | 1 | 12.19 | 0 | 25.54 | 27.92 | 7.04 | 20.88 | 28.85 | 1000 | 452.6 | 0.9 | 0 | 0.7893 | 0.6231
Kadmat | 2025-09-21 02:00 | 9 | 264 | 2 | 14.43 | 0 | 25.67 | 27.91 | 7.04 | 20.86 | 24.83 | 1000 | 423.3 | 0.9 | 0 | 0.7877 | 0.5364
Kadmat | 2025-09-21 03:00 | 9 | 264 | 3 | 13.21 | 0 | 25.84 | 27.9 | 7.04 | 20.86 | 25.78 | 1000 | 451.5 | 0.9 | 0 | 0.7872 | 0.5568
Kadmat | 2025-09-21 04:00 | 9 | 264 | 4 | 12.08 | 0 | 25.81 | 27.91 | 7.04 | 20.87 | 23.86 | 1000 | 413.7 | 0.9 | 0 | 0.7879 | 0.5154
Kadmat | 2025-09-21 05:00 | 9 | 264 | 5 | 11.21 | 0 | 26.13 | 27.92 | 7.04 | 20.88 | 24.08 | 1000 | 474.9 | 0.8833 | 0 | 0.7897 | 0.5201
Kadmat | 2025-09-21 06:00 | 9 | 264 | 6 | 11.18 | 0 | 26.28 | 27.95 | 7.04 | 20.91 | 25.43 | 1000 | 529.2 | 0.8818 | 0 | 0.7925 | 0.5493
Kadmat | 2025-09-21 07:00 | 9 | 264 | 7 | 13.1 | 133.8 | 26.77 | 27.98 | 7.04 | 20.94 | 25.46 | 1000 | 598.7 | 0.9 | 0.1121 | 0.7961 | 0.55
Kadmat | 2025-09-21 08:00 | 9 | 264 | 8 | 14.93 | 280.7 | 27.01 | 28.02 | 7.04 | 20.97 | 24.37 | 1000 | 614.7 | 0.9 | 0.2323 | 0.8004 | 0.5263
Kadmat | 2025-09-21 09:00 | 9 | 264 | 9 | 15.33 | 342.2 | 27.59 | 28.06 | 7.04 | 21.01 | 25.61 | 1000 | 647.5 | 0.9 | 0.2814 | 0.8049 | 0.5531
Kadmat | 2025-09-21 10:00 | 9 | 264 | 10 | 14.03 | 470.3 | 27.82 | 28.1 | 7.04 | 21.05 | 24.49 | 1000 | 714.1 | 0.9 | 0.3828 | 0.8094 | 0.5291
Kadmat | 2025-09-21 11:00 | 9 | 264 | 11 | 13.86 | 605.1 | 28.01 | 28.13 | 7.04 | 21.09 | 21.45 | 1000 | 679.4 | 0.9 | 0.4873 | 0.8137 | 0.4632
Kadmat | 2025-09-21 12:00 | 9 | 264 | 12 | 14.49 | 521.5 | 28.43 | 28.16 | 7.04 | 21.12 | 21.21 | 1000 | 674.3 | 0.9 | 0.4219 | 0.8173 | 0.458
Kadmat | 2025-09-21 13:00 | 9 | 264 | 13 | 13.87 | 594.4 | 28.9 | 28.19 | 7.04 | 21.15 | 22.03 | 1000 | 669.6 | 0.9 | 0.4774 | 0.8202 | 0.4758
Kadmat | 2025-09-21 14:00 | 9 | 264 | 14 | 14.08 | 506.6 | 28.9 | 28.2 | 7.04 | 21.16 | 23.17 | 1000 | 645.5 | 0.9 | 0.4096 | 0.822 | 0.5005
Kadmat | 2025-09-21 15:00 | 9 | 264 | 15 | 14.13 | 363.2 | 28.78 | 28.21 | 7.04 | 21.17 | 22.49 | 1000 | 626.9 | 0.9 | 0.2969 | 0.8227 | 0.4857
Kadmat | 2025-09-21 16:00 | 9 | 264 | 16 | 14.23 | 220.2 | 28.64 | 28.21 | 7.04 | 21.17 | 22.94 | 1000 | 698 | 0.9 | 0.182 | 0.8222 | 0.4956
Kadmat | 2025-09-21 17:00 | 9 | 264 | 17 | 13.88 | 142.9 | 28.43 | 28.19 | 7.04 | 21.15 | 22.15 | 1000 | 751.3 | 0.9 | 0.1189 | 0.8206 | 0.4784
Kadmat | 2025-09-21 18:00 | 9 | 264 | 18 | 11.88 | 0 | 28.08 | 28.17 | 7.04 | 21.13 | 19.1 | 1000 | 853.5 | 0.8987 | 0 | 0.8179 | 0.4126
Kadmat | 2025-09-21 19:00 | 9 | 264 | 19 | 10.31 | 0 | 27.81 | 28.14 | 7.04 | 21.1 | 17.32 | 1000 | 820.9 | 0.8163 | 0 | 0.8145 | 0.3741
Kadmat | 2025-09-21 20:00 | 9 | 264 | 20 | 8.87 | 0 | 27.22 | 28.1 | 7.04 | 21.06 | 18.9 | 1000 | 817.2 | 0.6224 | 0 | 0.8104 | 0.4083
Kadmat | 2025-09-21 21:00 | 9 | 264 | 21 | 8.67 | 0 | 26.72 | 28.07 | 7.04 | 21.03 | 18.97 | 1000 | 781.3 | 0.5909 | 0 | 0.8061 | 0.4097
Kadmat | 2025-09-21 22:00 | 9 | 264 | 22 | 10.43 | 0 | 26.32 | 28.03 | 7.04 | 20.99 | 17.54 | 1000 | 656.7 | 0.8293 | 0 | 0.8018 | 0.3788
Kadmat | 2025-09-21 23:00 | 9 | 264 | 23 | 9.29 | 0 | 26.14 | 27.99 | 7.04 | 20.95 | 17.69 | 1000 | 559.3 | 0.6861 | 0 | 0.7978 | 0.3821
Kadmat | 2025-09-22 00:00 | 9 | 265 | 0 | 10.57 | 0 | 25.67 | 27.96 | 7.04 | 20.92 | 16.7 | 1000 | 468.3 | 0.8426 | 0 | 0.7943 | 0.3607
Kadmat | 2025-09-22 01:00 | 9 | 265 | 1 | 9.9 | 0 | 25.6 | 27.94 | 7.04 | 20.9 | 16.54 | 1000 | 471.6 | 0.77 | 0 | 0.7917 | 0.3573
Kadmat | 2025-09-22 02:00 | 9 | 265 | 2 | 11.18 | 0 | 25.57 | 27.92 | 7.04 | 20.88 | 17.66 | 1000 | 427.4 | 0.882 | 0 | 0.7901 | 0.3814
Kadmat | 2025-09-22 03:00 | 9 | 265 | 3 | 9.55 | 0 | 25.52 | 27.92 | 7.04 | 20.88 | 17.27 | 1000 | 417.8 | 0.7231 | 0 | 0.7896 | 0.3731
Kadmat | 2025-09-22 04:00 | 9 | 265 | 4 | 10.09 | 0 | 25.84 | 27.93 | 7.04 | 20.89 | 19.82 | 1000 | 432.4 | 0.7927 | 0 | 0.7903 | 0.4282
Kadmat | 2025-09-22 05:00 | 9 | 265 | 5 | 10.25 | 0 | 25.91 | 27.94 | 7.04 | 20.9 | 21.63 | 1000 | 493.2 | 0.8101 | 0 | 0.7921 | 0.4672
Kadmat | 2025-09-22 06:00 | 9 | 265 | 6 | 10.09 | 0 | 26.11 | 27.97 | 7.04 | 20.93 | 22.78 | 1000 | 537.3 | 0.7924 | 0 | 0.7949 | 0.492
Kadmat | 2025-09-22 07:00 | 9 | 265 | 7 | 8.88 | 102.4 | 26.66 | 28 | 7.04 | 20.96 | 20.97 | 1000 | 562.3 | 0.623 | 0.086 | 0.7986 | 0.4529
Kadmat | 2025-09-22 08:00 | 9 | 265 | 8 | 9.52 | 231.6 | 27.03 | 28.04 | 7.04 | 21 | 19.59 | 1000 | 625.9 | 0.7189 | 0.1924 | 0.8028 | 0.4231
Kadmat | 2025-09-22 09:00 | 9 | 265 | 9 | 10.16 | 352.3 | 27.32 | 28.08 | 7.04 | 21.04 | 19.01 | 1000 | 643.1 | 0.7998 | 0.2897 | 0.8073 | 0.4106
Kadmat | 2025-09-22 10:00 | 9 | 265 | 10 | 9.95 | 501.7 | 27.83 | 28.12 | 7.04 | 21.08 | 20.18 | 1000 | 685.2 | 0.7763 | 0.4074 | 0.8119 | 0.4358
Kadmat | 2025-09-22 11:00 | 9 | 265 | 11 | 8.6 | 468.5 | 28.24 | 28.15 | 7.04 | 21.11 | 22.15 | 1000 | 670.3 | 0.5791 | 0.3808 | 0.8161 | 0.4785
Kadmat | 2025-09-22 12:00 | 9 | 265 | 12 | 8.03 | 500.3 | 28.38 | 28.18 | 7.04 | 21.14 | 22.74 | 1000 | 672.1 | 0.4848 | 0.4055 | 0.8198 | 0.4912
Kadmat | 2025-09-22 13:00 | 9 | 265 | 13 | 6.2 | 406.2 | 28.47 | 28.21 | 7.04 | 21.17 | 21.1 | 1000 | 676.8 | 0.2296 | 0.3314 | 0.8226 | 0.4557
Kadmat | 2025-09-22 14:00 | 9 | 265 | 14 | 6.61 | 529.6 | 28.69 | 28.22 | 7.04 | 21.19 | 22.38 | 1000 | 669.1 | 0.2789 | 0.4278 | 0.8244 | 0.4835
Kadmat | 2025-09-22 15:00 | 9 | 265 | 15 | 5.7 | 393.4 | 28.72 | 28.23 | 7.04 | 21.19 | 24 | 1000 | 666.5 | 0.1781 | 0.321 | 0.8251 | 0.5184
Kadmat | 2025-09-22 16:00 | 9 | 265 | 16 | 6.45 | 258.7 | 28.32 | 28.23 | 7.04 | 21.19 | 21.77 | 1000 | 692.4 | 0.2586 | 0.2135 | 0.8247 | 0.4702
Kadmat | 2025-09-22 17:00 | 9 | 265 | 17 | 4.31 | 110.1 | 28.01 | 28.21 | 7.04 | 21.17 | 21.55 | 1000 | 759.3 | 0.0692 | 0.0919 | 0.823 | 0.4655
Kadmat | 2025-09-22 18:00 | 9 | 265 | 18 | 6.06 | 0 | 27.66 | 28.19 | 7.04 | 21.15 | 19.53 | 1000 | 837.4 | 0.2137 | 0 | 0.8204 | 0.4219
Kadmat | 2025-09-22 19:00 | 9 | 265 | 19 | 5.81 | 0 | 27.21 | 28.16 | 7.04 | 21.12 | 19.01 | 1000 | 864.1 | 0.1889 | 0 | 0.8169 | 0.4105
Kadmat | 2025-09-22 20:00 | 9 | 265 | 20 | 5.4 | 0 | 26.69 | 28.12 | 7.04 | 21.08 | 17.89 | 1000 | 838.1 | 0.1504 | 0 | 0.8129 | 0.3863
Kadmat | 2025-09-22 21:00 | 9 | 265 | 21 | 3.4 | 0 | 26.33 | 28.09 | 7.04 | 21.05 | 19.5 | 1000 | 766.1 | 0.0233 | 0 | 0.8085 | 0.4212
Kadmat | 2025-09-22 22:00 | 9 | 265 | 22 | 3.93 | 0 | 25.94 | 28.05 | 7.04 | 21.01 | 17.79 | 1000 | 662.8 | 0.0472 | 0 | 0.8042 | 0.3842
Kadmat | 2025-09-22 23:00 | 9 | 265 | 23 | 3.75 | 0 | 25.89 | 28.01 | 7.04 | 20.97 | 15.28 | 1000 | 542.6 | 0.0387 | 0 | 0.8002 | 0.3301
Kadmat | 2025-09-23 00:00 | 9 | 266 | 0 | 4.63 | 0 | 25.53 | 27.98 | 7.04 | 20.94 | 13.29 | 1000 | 464 | 0.0906 | 0 | 0.7968 | 0.287
Kadmat | 2025-09-23 01:00 | 9 | 266 | 1 | 4.44 | 0 | 25.21 | 27.96 | 7.04 | 20.92 | 12.75 | 1000 | 449.3 | 0.0775 | 0 | 0.7941 | 0.2754
Kadmat | 2025-09-23 02:00 | 9 | 266 | 2 | 5.33 | 0 | 25.29 | 27.94 | 7.04 | 20.91 | 12.99 | 1000 | 420.4 | 0.1441 | 0 | 0.7925 | 0.2805
Kadmat | 2025-09-23 03:00 | 9 | 266 | 3 | 5.87 | 0 | 25.66 | 27.94 | 7.04 | 20.9 | 11.28 | 1000 | 437.2 | 0.1944 | 0 | 0.7921 | 0.2437
Kadmat | 2025-09-23 04:00 | 9 | 266 | 4 | 6.26 | 0 | 25.76 | 27.95 | 7.04 | 20.91 | 10.01 | 1000 | 445.5 | 0.2373 | 0 | 0.7927 | 0.2162
Kadmat | 2025-09-23 05:00 | 9 | 266 | 5 | 4.36 | 0 | 26.12 | 27.96 | 7.04 | 20.92 | 10.54 | 1000 | 473.5 | 0.0725 | 0 | 0.7946 | 0.2277
Kadmat | 2025-09-23 06:00 | 9 | 266 | 6 | 3.56 | 0 | 26.57 | 27.99 | 7.04 | 20.95 | 10.2 | 1000 | 548.9 | 0.0299 | 0 | 0.7974 | 0.2204
Kadmat | 2025-09-23 07:00 | 9 | 266 | 7 | 4.06 | 126 | 27.03 | 28.02 | 7.04 | 20.98 | 9.97 | 1000 | 571 | 0.0539 | 0.1055 | 0.801 | 0.2153
Kadmat | 2025-09-23 08:00 | 9 | 266 | 8 | 3.49 | 255.4 | 27.4 | 28.06 | 7.04 | 21.02 | 10.33 | 1000 | 606.2 | 0.0266 | 0.2115 | 0.8052 | 0.2231
Kadmat | 2025-09-23 09:00 | 9 | 266 | 9 | 4.03 | 370.1 | 27.85 | 28.1 | 7.04 | 21.06 | 9.28 | 1000 | 611.9 | 0.0521 | 0.3034 | 0.8098 | 0.2005
Kadmat | 2025-09-23 10:00 | 9 | 266 | 10 | 5.42 | 429.7 | 28.06 | 28.13 | 7.04 | 21.1 | 9.02 | 1000 | 639.9 | 0.1518 | 0.3504 | 0.8143 | 0.1948
Kadmat | 2025-09-23 11:00 | 9 | 266 | 11 | 4.65 | 498.4 | 28.38 | 28.17 | 7.04 | 21.13 | 9.83 | 1000 | 689.6 | 0.0918 | 0.404 | 0.8186 | 0.2122
Kadmat | 2025-09-23 12:00 | 9 | 266 | 12 | 3.78 | 566.7 | 28.78 | 28.2 | 7.04 | 21.17 | 10.31 | 1000 | 648.4 | 0.0401 | 0.4563 | 0.8222 | 0.2228
Kadmat | 2025-09-23 13:00 | 9 | 266 | 13 | 5.91 | 532.9 | 29.05 | 28.23 | 7.04 | 21.19 | 9.69 | 1000 | 717.1 | 0.1982 | 0.4297 | 0.8251 | 0.2094
Kadmat | 2025-09-23 14:00 | 9 | 266 | 14 | 7.94 | 416.6 | 29.01 | 28.24 | 7.04 | 21.21 | 8.13 | 1000 | 669.8 | 0.4711 | 0.339 | 0.8269 | 0.1756
Kadmat | 2025-09-23 15:00 | 9 | 266 | 15 | 6.81 | 347.5 | 28.85 | 28.25 | 7.04 | 21.21 | 8.82 | 1000 | 667.5 | 0.3045 | 0.2843 | 0.8276 | 0.1906
Kadmat | 2025-09-23 16:00 | 9 | 266 | 16 | 7.4 | 259.5 | 28.9 | 28.25 | 7.04 | 21.21 | 8.92 | 1000 | 727.9 | 0.3867 | 0.2137 | 0.8271 | 0.1927
Kadmat | 2025-09-23 17:00 | 9 | 266 | 17 | 5.03 | 135.1 | 28.86 | 28.23 | 7.04 | 21.19 | 10.48 | 1000 | 763.2 | 0.1199 | 0.1123 | 0.8255 | 0.2265
Kadmat | 2025-09-23 18:00 | 9 | 266 | 18 | 4.4 | 0 | 28.46 | 28.21 | 7.04 | 21.17 | 10 | 1000 | 810.5 | 0.0749 | 0 | 0.8228 | 0.2159
Kadmat | 2025-09-23 19:00 | 9 | 266 | 19 | 3.22 | 0 | 28.16 | 28.18 | 7.04 | 21.14 | 9.3 | 1000 | 845.1 | 0.0169 | 0 | 0.8194 | 0.201
Kadmat | 2025-09-23 20:00 | 9 | 266 | 20 | 4.87 | 0 | 27.8 | 28.14 | 7.04 | 21.11 | 8.77 | 1000 | 813.5 | 0.1077 | 0 | 0.8153 | 0.1895
Kadmat | 2025-09-23 21:00 | 9 | 266 | 21 | 5.26 | 0 | 27.31 | 28.1 | 7.04 | 21.07 | 8.51 | 1000 | 752.1 | 0.1383 | 0 | 0.811 | 0.1838
Kadmat | 2025-09-23 22:00 | 9 | 266 | 22 | 5.39 | 0 | 26.77 | 28.07 | 7.04 | 21.03 | 8.12 | 1000 | 632.8 | 0.1495 | 0 | 0.8066 | 0.1754
Kadmat | 2025-09-23 23:00 | 9 | 266 | 23 | 3.68 | 0 | 26.39 | 28.03 | 7.04 | 20.99 | 8.66 | 1000 | 537.7 | 0.0355 | 0 | 0.8026 | 0.187
Kadmat | 2025-09-24 00:00 | 9 | 267 | 0 | 3.63 | 0 | 26.15 | 28 | 7.04 | 20.96 | 8.25 | 1000 | 473 | 0.0329 | 0 | 0.7992 | 0.1782
Kadmat | 2025-09-24 01:00 | 9 | 267 | 1 | 4.61 | 0 | 26.12 | 27.98 | 7.04 | 20.94 | 8.54 | 1000 | 475.4 | 0.0887 | 0 | 0.7966 | 0.1846
Kadmat | 2025-09-24 02:00 | 9 | 267 | 2 | 5.07 | 0 | 26.05 | 27.96 | 7.04 | 20.93 | 8.63 | 1000 | 436.6 | 0.1224 | 0 | 0.795 | 0.1863
Kadmat | 2025-09-24 03:00 | 9 | 267 | 3 | 4.26 | 0 | 26.15 | 27.96 | 7.04 | 20.92 | 8.88 | 1000 | 422.3 | 0.066 | 0 | 0.7945 | 0.1918
Kadmat | 2025-09-24 04:00 | 9 | 267 | 4 | 3.85 | 0 | 26.13 | 27.97 | 7.04 | 20.93 | 9.71 | 1000 | 451.1 | 0.0432 | 0 | 0.7952 | 0.2098
Kadmat | 2025-09-24 05:00 | 9 | 267 | 5 | 5.35 | 0 | 26 | 27.98 | 7.04 | 20.95 | 8.8 | 1000 | 466.7 | 0.146 | 0 | 0.797 | 0.1901
Kadmat | 2025-09-24 06:00 | 9 | 267 | 6 | 5.24 | 0 | 26.4 | 28.01 | 7.04 | 20.97 | 9.31 | 1000 | 508.4 | 0.137 | 0 | 0.7998 | 0.2011
Kadmat | 2025-09-24 07:00 | 9 | 267 | 7 | 4.42 | 195.6 | 26.84 | 28.04 | 7.04 | 21 | 9.77 | 1000 | 612.9 | 0.0762 | 0.163 | 0.8034 | 0.2111
Kadmat | 2025-09-24 08:00 | 9 | 267 | 8 | 2.94 | 412.8 | 27.25 | 28.08 | 7.04 | 21.04 | 9.87 | 1000 | 622.5 | 0.008 | 0.3381 | 0.8077 | 0.2132
Kadmat | 2025-09-24 09:00 | 9 | 267 | 9 | 2.81 | 574.1 | 27.62 | 28.11 | 7.04 | 21.08 | 8.77 | 1000 | 590.4 | 0.0055 | 0.464 | 0.8122 | 0.1894
Kadmat | 2025-09-24 10:00 | 9 | 267 | 10 | 3.13 | 660.4 | 27.83 | 28.15 | 7.04 | 21.12 | 8.59 | 1000 | 678.9 | 0.0137 | 0.53 | 0.8168 | 0.1855
Kadmat | 2025-09-24 11:00 | 9 | 267 | 11 | 4.11 | 795.3 | 28.19 | 28.19 | 7.04 | 21.16 | 7.89 | 1000 | 686.4 | 0.0572 | 0.6309 | 0.821 | 0.1704
Kadmat | 2025-09-24 12:00 | 9 | 267 | 12 | 5.11 | 810.5 | 28.26 | 28.22 | 7.04 | 21.19 | 7.79 | 1000 | 674.1 | 0.1258 | 0.642 | 0.8247 | 0.1684
Kadmat | 2025-09-24 13:00 | 9 | 267 | 13 | 6.26 | 779 | 28.55 | 28.25 | 7.04 | 21.21 | 7.3 | 1000 | 675.3 | 0.2367 | 0.6179 | 0.8275 | 0.1578
Kadmat | 2025-09-24 14:00 | 9 | 267 | 14 | 7.16 | 794.6 | 28.76 | 28.26 | 7.04 | 21.23 | 7.48 | 1000 | 674.6 | 0.352 | 0.629 | 0.8294 | 0.1615
Kadmat | 2025-09-24 15:00 | 9 | 267 | 15 | 6.9 | 597.4 | 28.75 | 28.27 | 7.04 | 21.23 | 8.63 | 1000 | 649.8 | 0.3164 | 0.48 | 0.83 | 0.1865
Kadmat | 2025-09-24 16:00 | 9 | 267 | 16 | 6.86 | 444.6 | 28.81 | 28.27 | 7.04 | 21.23 | 7.67 | 1000 | 697.8 | 0.3107 | 0.3613 | 0.8296 | 0.1657
Kadmat | 2025-09-24 17:00 | 9 | 267 | 17 | 6.58 | 184.8 | 28.23 | 28.25 | 7.04 | 21.22 | 8.08 | 1000 | 762.6 | 0.2746 | 0.1534 | 0.8279 | 0.1745
Kadmat | 2025-09-24 18:00 | 9 | 267 | 18 | 8.5 | 0 | 27.98 | 28.23 | 7.04 | 21.19 | 7.95 | 1000 | 883.4 | 0.5637 | 0 | 0.8253 | 0.1718
Kadmat | 2025-09-24 19:00 | 9 | 267 | 19 | 7.37 | 0 | 27.47 | 28.2 | 7.04 | 21.16 | 7.34 | 1000 | 890.4 | 0.3824 | 0 | 0.8218 | 0.1586
Kadmat | 2025-09-24 20:00 | 9 | 267 | 20 | 8.58 | 0 | 27.21 | 28.16 | 7.04 | 21.13 | 6.87 | 1000 | 871.2 | 0.5765 | 0 | 0.8178 | 0.1483
Kadmat | 2025-09-24 21:00 | 9 | 267 | 21 | 7.34 | 0 | 26.92 | 28.12 | 7.04 | 21.09 | 7.77 | 1000 | 759.4 | 0.379 | 0 | 0.8134 | 0.1678
Kadmat | 2025-09-24 22:00 | 9 | 267 | 22 | 6.3 | 0 | 26.61 | 28.09 | 7.04 | 21.05 | 7.47 | 1000 | 665.2 | 0.2417 | 0 | 0.8091 | 0.1613
Kadmat | 2025-09-24 23:00 | 9 | 267 | 23 | 5.52 | 0 | 26.36 | 28.05 | 7.04 | 21.02 | 8.35 | 1000 | 537.1 | 0.1607 | 0 | 0.8051 | 0.1803
Kadmat | 2025-09-25 00:00 | 9 | 268 | 0 | 4.88 | 0 | 26.26 | 28.02 | 7.04 | 20.99 | 7.79 | 1000 | 462.9 | 0.1082 | 0 | 0.8016 | 0.1682
Kadmat | 2025-09-25 01:00 | 9 | 268 | 1 | 4.59 | 0 | 26.17 | 28 | 7.04 | 20.96 | 7.4 | 1000 | 430.6 | 0.0872 | 0 | 0.799 | 0.1598
Kadmat | 2025-09-25 02:00 | 9 | 268 | 2 | 4.61 | 0 | 25.99 | 27.98 | 7.04 | 20.95 | 7.8 | 1000 | 406.3 | 0.0887 | 0 | 0.7974 | 0.1685
Kadmat | 2025-09-25 03:00 | 9 | 268 | 3 | 4.71 | 0 | 25.82 | 27.98 | 7.04 | 20.94 | 7.46 | 1000 | 406 | 0.0959 | 0 | 0.7969 | 0.1612
Kadmat | 2025-09-25 04:00 | 9 | 268 | 4 | 5.11 | 0 | 25.83 | 27.99 | 7.03 | 20.95 | 7.96 | 1000 | 439.2 | 0.1262 | 0 | 0.7976 | 0.1719
Kadmat | 2025-09-25 05:00 | 9 | 268 | 5 | 5.84 | 0 | 26 | 28 | 7.03 | 20.97 | 8.81 | 1000 | 448.7 | 0.1914 | 0 | 0.7994 | 0.1904
Kadmat | 2025-09-25 06:00 | 9 | 268 | 6 | 6.54 | 0 | 26.33 | 28.03 | 7.03 | 20.99 | 9.96 | 1000 | 537.8 | 0.2702 | 0 | 0.8022 | 0.2151
Kadmat | 2025-09-25 07:00 | 9 | 268 | 7 | 6.03 | 127.8 | 26.8 | 28.06 | 7.03 | 21.02 | 10.7 | 1000 | 566.1 | 0.2108 | 0.107 | 0.8059 | 0.2311
Kadmat | 2025-09-25 08:00 | 9 | 268 | 8 | 4.86 | 315.8 | 27.29 | 28.09 | 7.03 | 21.06 | 9.66 | 1000 | 612.7 | 0.1066 | 0.2605 | 0.8101 | 0.2086
Kadmat | 2025-09-25 09:00 | 9 | 268 | 9 | 5.85 | 401 | 27.75 | 28.13 | 7.03 | 21.1 | 9.24 | 1000 | 636.8 | 0.1926 | 0.3281 | 0.8146 | 0.1995
Kadmat | 2025-09-25 10:00 | 9 | 268 | 10 | 6.3 | 612.8 | 28.15 | 28.17 | 7.03 | 21.14 | 8.62 | 1000 | 639.3 | 0.242 | 0.4929 | 0.8192 | 0.1862
Kadmat | 2025-09-25 11:00 | 9 | 268 | 11 | 5.89 | 566.1 | 28.35 | 28.21 | 7.03 | 21.18 | 8.39 | 1000 | 694.1 | 0.1968 | 0.4566 | 0.8235 | 0.1813
Kadmat | 2025-09-25 12:00 | 9 | 268 | 12 | 4.35 | 664.8 | 28.65 | 28.24 | 7.03 | 21.21 | 7.19 | 1000 | 690.8 | 0.0718 | 0.5316 | 0.8271 | 0.1552
Kadmat | 2025-09-25 13:00 | 9 | 268 | 13 | 3.79 | 618.3 | 28.8 | 28.27 | 7.03 | 21.23 | 8.51 | 1000 | 692 | 0.0403 | 0.496 | 0.83 | 0.1838
Kadmat | 2025-09-25 14:00 | 9 | 268 | 14 | 3.97 | 486.9 | 28.77 | 28.28 | 7.03 | 21.25 | 8.79 | 1000 | 642.7 | 0.0491 | 0.3944 | 0.8318 | 0.1899
Kadmat | 2025-09-25 15:00 | 9 | 268 | 15 | 3.99 | 403.4 | 28.62 | 28.29 | 7.03 | 21.26 | 7.85 | 1000 | 643.7 | 0.0499 | 0.329 | 0.8325 | 0.1696
Kadmat | 2025-09-25 16:00 | 9 | 268 | 16 | 2.33 | 294.9 | 28.46 | 28.29 | 7.03 | 21.25 | 8.83 | 1000 | 713.5 | 0 | 0.2425 | 0.832 | 0.1906
Kadmat | 2025-09-25 17:00 | 9 | 268 | 17 | 1.6 | 123.2 | 28.2 | 28.27 | 7.03 | 21.24 | 9.66 | 1000 | 743.1 | 0 | 0.1027 | 0.8304 | 0.2088
Kadmat | 2025-09-25 18:00 | 9 | 268 | 18 | 2.71 | 0 | 27.65 | 28.25 | 7.03 | 21.21 | 9.52 | 1000 | 836.7 | 0.0037 | 0 | 0.8277 | 0.2056
Kadmat | 2025-09-25 19:00 | 9 | 268 | 19 | 2.81 | 0 | 27.2 | 28.22 | 7.03 | 21.18 | 9.86 | 1000 | 859.7 | 0.0055 | 0 | 0.8243 | 0.2129
Kadmat | 2025-09-25 20:00 | 9 | 268 | 20 | 2.63 | 0 | 26.9 | 28.18 | 7.03 | 21.15 | 10.53 | 1000 | 835.7 | 0.0023 | 0 | 0.8202 | 0.2273
Kadmat | 2025-09-25 21:00 | 9 | 268 | 21 | 2.19 | 0 | 26.42 | 28.14 | 7.03 | 21.11 | 10.44 | 1000 | 714 | 0 | 0 | 0.8159 | 0.2254
Kadmat | 2025-09-25 22:00 | 9 | 268 | 22 | 2.5 | 0 | 26.09 | 28.11 | 7.03 | 21.07 | 9.99 | 1000 | 669 | 0 | 0 | 0.8115 | 0.2157
Kadmat | 2025-09-25 23:00 | 9 | 268 | 23 | 2.95 | 0 | 26 | 28.07 | 7.03 | 21.04 | 11.19 | 1000 | 561.4 | 0.008 | 0 | 0.8075 | 0.2417
Kadmat | 2025-09-26 00:00 | 9 | 269 | 0 | 2.35 | 0 | 25.74 | 28.04 | 7.03 | 21.01 | 11.76 | 1000 | 496.9 | 0 | 0 | 0.804 | 0.254
Kadmat | 2025-09-26 01:00 | 9 | 269 | 1 | 3.41 | 0 | 25.41 | 28.02 | 7.03 | 20.98 | 11.84 | 1000 | 451.7 | 0.0238 | 0 | 0.8014 | 0.2558
Kadmat | 2025-09-26 02:00 | 9 | 269 | 2 | 2.26 | 0 | 25.27 | 28 | 7.03 | 20.97 | 12.33 | 1000 | 440.5 | 0 | 0 | 0.7998 | 0.2663
Kadmat | 2025-09-26 03:00 | 9 | 269 | 3 | 1.57 | 0 | 25.18 | 28 | 7.03 | 20.97 | 13.51 | 1000 | 411.3 | 0 | 0 | 0.7993 | 0.2918
Kadmat | 2025-09-26 04:00 | 9 | 269 | 4 | 1.48 | 0 | 25.35 | 28.01 | 7.03 | 20.97 | 13.14 | 1000 | 434.4 | 0 | 0 | 0.8 | 0.2839
Kadmat | 2025-09-26 05:00 | 9 | 269 | 5 | 1.44 | 0 | 25.53 | 28.02 | 7.03 | 20.99 | 11.49 | 1000 | 453.8 | 0 | 0 | 0.8018 | 0.2481
Kadmat | 2025-09-26 06:00 | 9 | 269 | 6 | 1.97 | 0 | 25.98 | 28.05 | 7.03 | 21.01 | 10.6 | 1000 | 511.6 | 0 | 0 | 0.8046 | 0.229
Kadmat | 2025-09-26 07:00 | 9 | 269 | 7 | 2.27 | 137.7 | 26.46 | 28.08 | 7.03 | 21.04 | 10.6 | 1000 | 584.8 | 0 | 0.1153 | 0.8083 | 0.229
Kadmat | 2025-09-26 08:00 | 9 | 269 | 8 | 4.12 | 330.1 | 27.02 | 28.11 | 7.03 | 21.08 | 10.06 | 1000 | 612.9 | 0.058 | 0.2722 | 0.8125 | 0.2172
Kadmat | 2025-09-26 09:00 | 9 | 269 | 9 | 3.74 | 478.7 | 27.52 | 28.15 | 7.03 | 21.12 | 9.14 | 1000 | 654.7 | 0.0383 | 0.3898 | 0.8171 | 0.1974
Kadmat | 2025-09-26 10:00 | 9 | 269 | 10 | 4.85 | 555.4 | 28.07 | 28.19 | 7.03 | 21.16 | 8.57 | 1000 | 678.1 | 0.106 | 0.4488 | 0.8216 | 0.185
Kadmat | 2025-09-26 11:00 | 9 | 269 | 11 | 4.57 | 611.9 | 28.37 | 28.23 | 7.03 | 21.2 | 9.66 | 1000 | 665.8 | 0.0862 | 0.4918 | 0.8259 | 0.2086
Kadmat | 2025-09-26 12:00 | 9 | 269 | 12 | 5.07 | 625.7 | 28.58 | 28.26 | 7.03 | 21.23 | 10.16 | 1000 | 691.4 | 0.1228 | 0.502 | 0.8296 | 0.2194
Kadmat | 2025-09-26 13:00 | 9 | 269 | 13 | 4.09 | 676.5 | 28.83 | 28.29 | 7.03 | 21.25 | 11 | 1000 | 685.3 | 0.056 | 0.5402 | 0.8324 | 0.2376
Kadmat | 2025-09-26 14:00 | 9 | 269 | 14 | 3.35 | 483.2 | 29.03 | 28.3 | 7.03 | 21.27 | 10.93 | 1000 | 679.4 | 0.0214 | 0.3912 | 0.8343 | 0.2361
Kadmat | 2025-09-26 15:00 | 9 | 269 | 15 | 2.98 | 510.6 | 29.19 | 28.31 | 7.03 | 21.28 | 11.52 | 1000 | 636.7 | 0.0087 | 0.4123 | 0.835 | 0.2488
Kadmat | 2025-09-26 16:00 | 9 | 269 | 16 | 3.04 | 313.2 | 28.95 | 28.3 | 7.03 | 21.27 | 10.37 | 1000 | 683.4 | 0.0105 | 0.2568 | 0.8345 | 0.224
Kadmat | 2025-09-26 17:00 | 9 | 269 | 17 | 4.68 | 144.9 | 28.83 | 28.29 | 7.03 | 21.26 | 10.15 | 1000 | 709.7 | 0.094 | 0.1203 | 0.8329 | 0.2193
Kadmat | 2025-09-26 18:00 | 9 | 269 | 18 | 3.84 | 0 | 28.62 | 28.27 | 7.03 | 21.24 | 10.02 | 1000 | 777 | 0.0428 | 0 | 0.8302 | 0.2165
Kadmat | 2025-09-26 19:00 | 9 | 269 | 19 | 5.56 | 0 | 28.13 | 28.24 | 7.03 | 21.2 | 11.05 | 1000 | 870.2 | 0.1642 | 0 | 0.8267 | 0.2388
Kadmat | 2025-09-26 20:00 | 9 | 269 | 20 | 5.79 | 0 | 27.83 | 28.2 | 7.03 | 21.17 | 11.24 | 1000 | 792.1 | 0.1863 | 0 | 0.8227 | 0.2428
Kadmat | 2025-09-26 21:00 | 9 | 269 | 21 | 4.44 | 0 | 27.34 | 28.16 | 7.03 | 21.13 | 11.31 | 1000 | 799.5 | 0.0772 | 0 | 0.8183 | 0.2443
Kadmat | 2025-09-26 22:00 | 9 | 269 | 22 | 4.86 | 0 | 26.91 | 28.13 | 7.03 | 21.09 | 13.06 | 1000 | 658.7 | 0.107 | 0 | 0.814 | 0.2821
Kadmat | 2025-09-26 23:00 | 9 | 269 | 23 | 5.36 | 0 | 26.25 | 28.09 | 7.03 | 21.06 | 12.17 | 1000 | 542.9 | 0.1469 | 0 | 0.8099 | 0.2628
Kadmat | 2025-09-27 00:00 | 9 | 270 | 0 | 6.02 | 0 | 25.98 | 28.06 | 7.03 | 21.03 | 12.78 | 1000 | 461.1 | 0.2088 | 0 | 0.8065 | 0.276
Kadmat | 2025-09-27 01:00 | 9 | 270 | 1 | 7.76 | 0 | 25.57 | 28.04 | 7.03 | 21.01 | 12.85 | 1000 | 463.2 | 0.443 | 0 | 0.8039 | 0.2776
Kadmat | 2025-09-27 02:00 | 9 | 270 | 2 | 7.83 | 0 | 25.5 | 28.02 | 7.03 | 20.99 | 13.39 | 1000 | 429.9 | 0.454 | 0 | 0.8022 | 0.2891
Kadmat | 2025-09-27 03:00 | 9 | 270 | 3 | 9.09 | 0 | 25.65 | 28.02 | 7.03 | 20.99 | 13.14 | 1000 | 407.3 | 0.6564 | 0 | 0.8018 | 0.2838
Kadmat | 2025-09-27 04:00 | 9 | 270 | 4 | 8.24 | 0 | 25.77 | 28.02 | 7.03 | 20.99 | 12.75 | 1000 | 427.6 | 0.5195 | 0 | 0.8024 | 0.2754
Kadmat | 2025-09-27 05:00 | 9 | 270 | 5 | 9.24 | 0 | 26.1 | 28.04 | 7.03 | 21.01 | 14.33 | 1000 | 444.3 | 0.6775 | 0 | 0.8043 | 0.3094
Kadmat | 2025-09-27 06:00 | 9 | 270 | 6 | 10.45 | 0 | 26.58 | 28.07 | 7.03 | 21.03 | 16.25 | 1000 | 530.9 | 0.8311 | 0 | 0.8071 | 0.3511
Kadmat | 2025-09-27 07:00 | 9 | 270 | 7 | 9.74 | 177.3 | 26.83 | 28.1 | 7.03 | 21.07 | 15.91 | 1000 | 601.5 | 0.7485 | 0.148 | 0.8107 | 0.3436
Kadmat | 2025-09-27 08:00 | 9 | 270 | 8 | 9.37 | 355.2 | 27.32 | 28.13 | 7.03 | 21.1 | 15.15 | 1000 | 640.6 | 0.6968 | 0.2921 | 0.815 | 0.3272
Kadmat | 2025-09-27 09:00 | 9 | 270 | 9 | 10.08 | 586 | 27.63 | 28.17 | 7.03 | 21.14 | 15.64 | 1000 | 610.3 | 0.7919 | 0.4732 | 0.8195 | 0.3378
Kadmat | 2025-09-27 10:00 | 9 | 270 | 10 | 9.26 | 763.6 | 27.92 | 28.21 | 7.03 | 21.18 | 14.02 | 1000 | 672.5 | 0.681 | 0.6078 | 0.8241 | 0.3029
Kadmat | 2025-09-27 11:00 | 9 | 270 | 11 | 8.46 | 749.7 | 27.97 | 28.25 | 7.03 | 21.22 | 15.25 | 1000 | 683.2 | 0.5576 | 0.5972 | 0.8284 | 0.3295
Kadmat | 2025-09-27 12:00 | 9 | 270 | 12 | 9.04 | 857.2 | 28.52 | 28.28 | 7.03 | 21.25 | 15.24 | 1000 | 662.8 | 0.6478 | 0.676 | 0.832 | 0.3293
Kadmat | 2025-09-27 13:00 | 9 | 270 | 13 | 9.48 | 810.7 | 29.05 | 28.31 | 7.03 | 21.28 | 16.81 | 1000 | 673.6 | 0.7141 | 0.6403 | 0.8349 | 0.3632
Kadmat | 2025-09-27 14:00 | 9 | 270 | 14 | 8.8 | 677.3 | 29.09 | 28.32 | 7.03 | 21.29 | 17.08 | 1000 | 694.1 | 0.6114 | 0.5403 | 0.8367 | 0.369
Kadmat | 2025-09-27 15:00 | 9 | 270 | 15 | 9.28 | 557.8 | 29.02 | 28.33 | 7.03 | 21.3 | 17.01 | 1000 | 641.8 | 0.684 | 0.4491 | 0.8374 | 0.3675
Kadmat | 2025-09-27 16:00 | 9 | 270 | 16 | 8.82 | 353.6 | 28.66 | 28.32 | 7.03 | 21.29 | 18.67 | 1000 | 694.4 | 0.6137 | 0.2894 | 0.8369 | 0.4033
Kadmat | 2025-09-27 17:00 | 9 | 270 | 17 | 8.09 | 198.6 | 28.3 | 28.31 | 7.03 | 21.28 | 18.93 | 1000 | 763.1 | 0.4951 | 0.1646 | 0.8353 | 0.4089
Kadmat | 2025-09-27 18:00 | 9 | 270 | 18 | 9.13 | 0 | 27.81 | 28.29 | 7.03 | 21.26 | 18.26 | 1000 | 810.7 | 0.6613 | 0 | 0.8327 | 0.3945
Kadmat | 2025-09-27 19:00 | 9 | 270 | 19 | 6.72 | 0 | 27.54 | 28.26 | 7.03 | 21.23 | 17.06 | 1000 | 843.4 | 0.2933 | 0 | 0.8292 | 0.3685
Kadmat | 2025-09-27 20:00 | 9 | 270 | 20 | 6.6 | 0 | 26.97 | 28.22 | 7.03 | 21.19 | 18.68 | 1000 | 858.4 | 0.2775 | 0 | 0.8251 | 0.4035
Kadmat | 2025-09-27 21:00 | 9 | 270 | 21 | 6.96 | 0 | 26.68 | 28.18 | 7.03 | 21.15 | 17.58 | 1000 | 766 | 0.3239 | 0 | 0.8208 | 0.3798
Kadmat | 2025-09-27 22:00 | 9 | 270 | 22 | 6.89 | 0 | 26.22 | 28.15 | 7.03 | 21.12 | 17.76 | 1000 | 653.9 | 0.3153 | 0 | 0.8164 | 0.3837
Kadmat | 2025-09-27 23:00 | 9 | 270 | 23 | 6.69 | 0 | 25.82 | 28.11 | 7.03 | 21.08 | 16.88 | 1000 | 560.9 | 0.2889 | 0 | 0.8124 | 0.3647
Kadmat | 2025-09-28 00:00 | 9 | 271 | 0 | 6.52 | 0 | 25.57 | 28.08 | 7.03 | 21.05 | 15.19 | 1000 | 455.6 | 0.2668 | 0 | 0.8089 | 0.328
Kadmat | 2025-09-28 01:00 | 9 | 271 | 1 | 6.25 | 0 | 25.44 | 28.06 | 7.03 | 21.03 | 14.77 | 1000 | 447.9 | 0.2361 | 0 | 0.8063 | 0.3189
Kadmat | 2025-09-28 02:00 | 9 | 271 | 2 | 4.74 | 0 | 25.32 | 28.04 | 7.03 | 21.01 | 13.96 | 1000 | 420.5 | 0.0985 | 0 | 0.8047 | 0.3015
Kadmat | 2025-09-28 03:00 | 9 | 271 | 3 | 4.13 | 0 | 25.37 | 28.04 | 7.03 | 21.01 | 15.54 | 1000 | 416.5 | 0.0585 | 0 | 0.8042 | 0.3358
Kadmat | 2025-09-28 04:00 | 9 | 271 | 4 | 5.99 | 0 | 25.73 | 28.04 | 7.03 | 21.01 | 16.16 | 1000 | 450.2 | 0.2056 | 0 | 0.8049 | 0.349
Kadmat | 2025-09-28 05:00 | 9 | 271 | 5 | 5.51 | 0 | 26.14 | 28.06 | 7.03 | 21.03 | 16.41 | 1000 | 467.4 | 0.1591 | 0 | 0.8067 | 0.3545
Kadmat | 2025-09-28 06:00 | 9 | 271 | 6 | 4.94 | 0 | 26.44 | 28.08 | 7.03 | 21.05 | 17.2 | 1000 | 546.2 | 0.1123 | 0 | 0.8095 | 0.3716
Kadmat | 2025-09-28 07:00 | 9 | 271 | 7 | 5.12 | 196.3 | 26.74 | 28.12 | 7.03 | 21.09 | 17.19 | 1000 | 582.3 | 0.1272 | 0.1637 | 0.8132 | 0.3712
Kadmat | 2025-09-28 08:00 | 9 | 271 | 8 | 6.32 | 450.3 | 27.21 | 28.15 | 7.03 | 21.12 | 15.56 | 1000 | 600.1 | 0.2434 | 0.3678 | 0.8174 | 0.3361
Kadmat | 2025-09-28 09:00 | 9 | 271 | 9 | 6.37 | 749.9 | 27.88 | 28.19 | 7.03 | 21.16 | 15.8 | 1000 | 607.8 | 0.2491 | 0.5976 | 0.822 | 0.3413
Kadmat | 2025-09-28 10:00 | 9 | 271 | 10 | 5.15 | 739.6 | 28.26 | 28.23 | 7.03 | 21.2 | 15.05 | 1000 | 684.2 | 0.1292 | 0.589 | 0.8265 | 0.325
Kadmat | 2025-09-28 11:00 | 9 | 271 | 11 | 4.72 | 865.3 | 28.48 | 28.27 | 7.03 | 21.24 | 14.91 | 1000 | 676.2 | 0.0968 | 0.682 | 0.8308 | 0.322
Kadmat | 2025-09-28 12:00 | 9 | 271 | 12 | 3.5 | 972.9 | 28.49 | 28.3 | 7.03 | 21.27 | 13.75 | 1000 | 705.4 | 0.027 | 0.7605 | 0.8345 | 0.2971
Kadmat | 2025-09-28 13:00 | 9 | 271 | 13 | 4.2 | 852.3 | 28.54 | 28.33 | 7.03 | 21.3 | 15.67 | 1000 | 684.1 | 0.0624 | 0.6723 | 0.8374 | 0.3384
Kadmat | 2025-09-28 14:00 | 9 | 271 | 14 | 4.38 | 925.2 | 28.55 | 28.34 | 7.03 | 21.31 | 16.37 | 1000 | 643 | 0.0736 | 0.7257 | 0.8392 | 0.3536
Kadmat | 2025-09-28 15:00 | 9 | 271 | 15 | 5.21 | 723.6 | 28.52 | 28.35 | 7.03 | 21.32 | 14.63 | 1000 | 682.6 | 0.1348 | 0.5764 | 0.8399 | 0.316
Kadmat | 2025-09-28 16:00 | 9 | 271 | 16 | 5.52 | 376.9 | 28.18 | 28.34 | 7.03 | 21.31 | 12.93 | 1000 | 695.4 | 0.1602 | 0.3085 | 0.8394 | 0.2793
Kadmat | 2025-09-28 17:00 | 9 | 271 | 17 | 4.62 | 191.7 | 27.95 | 28.33 | 7.03 | 21.3 | 12.17 | 1000 | 747.1 | 0.0894 | 0.1592 | 0.8378 | 0.2628
Kadmat | 2025-09-28 18:00 | 9 | 271 | 18 | 3.9 | 0 | 27.96 | 28.31 | 7.03 | 21.28 | 11.51 | 1000 | 810.9 | 0.0456 | 0 | 0.8351 | 0.2485
Kadmat | 2025-09-28 19:00 | 9 | 271 | 19 | 3.88 | 0 | 27.4 | 28.28 | 7.03 | 21.25 | 11.88 | 1000 | 865.4 | 0.0449 | 0 | 0.8316 | 0.2567
Kadmat | 2025-09-28 20:00 | 9 | 271 | 20 | 3.05 | 0 | 27.06 | 28.24 | 7.03 | 21.21 | 11.9 | 1000 | 874.3 | 0.011 | 0 | 0.8276 | 0.2571
Kadmat | 2025-09-28 21:00 | 9 | 271 | 21 | 2.43 | 0 | 26.76 | 28.2 | 7.03 | 21.17 | 12.32 | 1000 | 769.4 | 0 | 0 | 0.8232 | 0.2662
Kadmat | 2025-09-28 22:00 | 9 | 271 | 22 | 1.96 | 0 | 26.38 | 28.17 | 7.03 | 21.14 | 11.37 | 1000 | 662.4 | 0 | 0 | 0.8188 | 0.2456
Kadmat | 2025-09-28 23:00 | 9 | 271 | 23 | 2.08 | 0 | 26.03 | 28.13 | 7.03 | 21.1 | 11.76 | 1000 | 548.2 | 0 | 0 | 0.8148 | 0.254
Kadmat | 2025-09-29 00:00 | 9 | 272 | 0 | 2.27 | 0 | 25.76 | 28.1 | 7.03 | 21.07 | 13.44 | 1000 | 483.6 | 0 | 0 | 0.8113 | 0.2903
Kadmat | 2025-09-29 01:00 | 9 | 272 | 1 | 1.64 | 0 | 25.7 | 28.08 | 7.03 | 21.05 | 14.96 | 1000 | 452.7 | 0 | 0 | 0.8087 | 0.3232
Kadmat | 2025-09-29 02:00 | 9 | 272 | 2 | 1.84 | 0 | 25.5 | 28.06 | 7.03 | 21.03 | 14.19 | 1000 | 432.4 | 0 | 0 | 0.8071 | 0.3064
Kadmat | 2025-09-29 03:00 | 9 | 272 | 3 | 1.49 | 0 | 25.43 | 28.06 | 7.03 | 21.03 | 13.92 | 1000 | 392.9 | 0 | 0 | 0.8066 | 0.3007
Kadmat | 2025-09-29 04:00 | 9 | 272 | 4 | 1.56 | 0 | 25.59 | 28.06 | 7.03 | 21.04 | 12.89 | 1000 | 407.8 | 0 | 0 | 0.8073 | 0.2785
Kadmat | 2025-09-29 05:00 | 9 | 272 | 5 | 1.45 | 0 | 25.87 | 28.08 | 7.03 | 21.05 | 12.69 | 1000 | 475.1 | 0 | 0 | 0.8091 | 0.2741
Kadmat | 2025-09-29 06:00 | 9 | 272 | 6 | 1.12 | 0 | 26.15 | 28.1 | 7.03 | 21.08 | 12.01 | 1000 | 544.6 | 0 | 0 | 0.812 | 0.2593
Kadmat | 2025-09-29 07:00 | 9 | 272 | 7 | 1.59 | 171.4 | 26.52 | 28.14 | 7.03 | 21.11 | 13.45 | 1000 | 588.4 | 0 | 0.1433 | 0.8156 | 0.2904
Kadmat | 2025-09-29 08:00 | 9 | 272 | 8 | 3.21 | 418 | 27.06 | 28.17 | 7.03 | 21.15 | 13.99 | 1000 | 586.9 | 0.0166 | 0.3425 | 0.8199 | 0.3021
Kadmat | 2025-09-29 09:00 | 9 | 272 | 9 | 2.13 | 562.5 | 27.45 | 28.21 | 7.03 | 21.19 | 13.89 | 1000 | 631.7 | 0 | 0.4553 | 0.8244 | 0.3
Kadmat | 2025-09-29 10:00 | 9 | 272 | 10 | 2.92 | 628.2 | 27.49 | 28.25 | 7.03 | 21.22 | 15.33 | 1000 | 685.3 | 0.0075 | 0.506 | 0.829 | 0.3312
Kadmat | 2025-09-29 11:00 | 9 | 272 | 11 | 3.91 | 792.6 | 27.94 | 28.29 | 7.03 | 21.26 | 15.38 | 1000 | 698.3 | 0.0462 | 0.6294 | 0.8333 | 0.3323
Kadmat | 2025-09-29 12:00 | 9 | 272 | 12 | 6.07 | 778.9 | 28.32 | 28.32 | 7.03 | 21.29 | 16.74 | 1000 | 678 | 0.2156 | 0.6183 | 0.837 | 0.3616
Kadmat | 2025-09-29 13:00 | 9 | 272 | 13 | 5 | 796.1 | 28.47 | 28.35 | 7.03 | 21.32 | 18.42 | 1000 | 641.1 | 0.117 | 0.6308 | 0.8398 | 0.3979
Kadmat | 2025-09-29 14:00 | 9 | 272 | 14 | 5.77 | 748.1 | 28.31 | 28.36 | 7.03 | 21.33 | 18.2 | 1000 | 650 | 0.1846 | 0.5953 | 0.8417 | 0.3932
Kadmat | 2025-09-29 15:00 | 9 | 272 | 15 | 6.16 | 564.4 | 28.12 | 28.37 | 7.03 | 21.34 | 18.76 | 1000 | 676.2 | 0.2258 | 0.4557 | 0.8424 | 0.4052
Kadmat | 2025-09-29 16:00 | 9 | 272 | 16 | 4.71 | 356.5 | 28.04 | 28.36 | 7.03 | 21.34 | 19.32 | 1000 | 726.9 | 0.096 | 0.2924 | 0.8419 | 0.4174
Kadmat | 2025-09-29 17:00 | 9 | 272 | 17 | 4.6 | 147.2 | 27.92 | 28.35 | 7.03 | 21.32 | 19.62 | 1000 | 764.2 | 0.0885 | 0.1226 | 0.8402 | 0.4239
Kadmat | 2025-09-29 18:00 | 9 | 272 | 18 | 6.67 | 0 | 27.57 | 28.33 | 7.03 | 21.3 | 22.34 | 1000 | 815.9 | 0.2871 | 0 | 0.8376 | 0.4826
Kadmat | 2025-09-29 19:00 | 9 | 272 | 19 | 5.29 | 0 | 27.08 | 28.3 | 7.03 | 21.27 | 19.96 | 1000 | 867.6 | 0.141 | 0 | 0.8341 | 0.4312
Kadmat | 2025-09-29 20:00 | 9 | 272 | 20 | 6.27 | 0 | 26.69 | 28.26 | 7.03 | 21.23 | 21.29 | 1000 | 780.2 | 0.2378 | 0 | 0.83 | 0.4599
Kadmat | 2025-09-29 21:00 | 9 | 272 | 21 | 7.24 | 0 | 26.17 | 28.22 | 7.03 | 21.2 | 20.34 | 1000 | 727.4 | 0.3637 | 0 | 0.8257 | 0.4393
Kadmat | 2025-09-29 22:00 | 9 | 272 | 22 | 6.32 | 0 | 25.81 | 28.18 | 7.03 | 21.16 | 20.75 | 1000 | 645.2 | 0.2433 | 0 | 0.8213 | 0.4483
Kadmat | 2025-09-29 23:00 | 9 | 272 | 23 | 7.08 | 0 | 25.55 | 28.15 | 7.03 | 21.12 | 18.72 | 1000 | 568.6 | 0.3414 | 0 | 0.8172 | 0.4044
Kadmat | 2025-09-30 00:00 | 9 | 273 | 0 | 6.71 | 0 | 25.62 | 28.12 | 7.03 | 21.09 | 21.61 | 1000 | 483.9 | 0.2913 | 0 | 0.8138 | 0.4668
Kadmat | 2025-09-30 01:00 | 9 | 273 | 1 | 8.27 | 0 | 25.33 | 28.1 | 7.03 | 21.07 | 24.07 | 1000 | 428.4 | 0.5253 | 0 | 0.8112 | 0.5198
Kadmat | 2025-09-30 02:00 | 9 | 273 | 2 | 8.93 | 0 | 25.44 | 28.08 | 7.03 | 21.06 | 23.26 | 1000 | 425.2 | 0.6318 | 0 | 0.8095 | 0.5024
Kadmat | 2025-09-30 03:00 | 9 | 273 | 3 | 8.97 | 0 | 25.32 | 28.08 | 7.03 | 21.05 | 20.85 | 1000 | 407.3 | 0.6372 | 0 | 0.8091 | 0.4504
Kadmat | 2025-09-30 04:00 | 9 | 273 | 4 | 6.85 | 0 | 25.47 | 28.08 | 7.03 | 21.06 | 19.53 | 1000 | 429.3 | 0.3096 | 0 | 0.8097 | 0.4219
Kadmat | 2025-09-30 05:00 | 9 | 273 | 5 | 7.07 | 0 | 25.61 | 28.1 | 7.03 | 21.07 | 19.31 | 1000 | 466.9 | 0.3396 | 0 | 0.8116 | 0.4171
Kadmat | 2025-09-30 06:00 | 9 | 273 | 6 | 8.66 | 0 | 25.8 | 28.12 | 7.03 | 21.1 | 17.77 | 1000 | 532 | 0.5882 | 0 | 0.8144 | 0.3838
Kadmat | 2025-09-30 07:00 | 9 | 273 | 7 | 7.87 | 183.9 | 26.36 | 28.16 | 7.03 | 21.13 | 18.91 | 1000 | 582.3 | 0.4603 | 0.1537 | 0.8181 | 0.4084
Kadmat | 2025-09-30 08:00 | 9 | 273 | 8 | 7.79 | 444.4 | 26.72 | 28.19 | 7.03 | 21.17 | 16.04 | 1000 | 634.3 | 0.4477 | 0.3638 | 0.8223 | 0.3466
Kadmat | 2025-09-30 09:00 | 9 | 273 | 9 | 8.56 | 616.4 | 27.27 | 28.23 | 7.03 | 21.21 | 15.78 | 1000 | 633.1 | 0.5728 | 0.4973 | 0.8269 | 0.3408
Kadmat | 2025-09-30 10:00 | 9 | 273 | 10 | 9.29 | 876.7 | 27.89 | 28.27 | 7.03 | 21.25 | 16.83 | 1000 | 685.1 | 0.6859 | 0.692 | 0.8315 | 0.3635
Kadmat | 2025-09-30 11:00 | 9 | 273 | 11 | 8.75 | 913.4 | 28.41 | 28.31 | 7.03 | 21.28 | 15.53 | 1000 | 678.2 | 0.6028 | 0.7175 | 0.8357 | 0.3354
Kadmat | 2025-09-30 12:00 | 9 | 273 | 12 | 9.79 | 751.9 | 28.82 | 28.34 | 7.03 | 21.32 | 16.14 | 1000 | 674.9 | 0.7556 | 0.597 | 0.8394 | 0.3487
Kadmat | 2025-09-30 13:00 | 9 | 273 | 13 | 8.57 | 832.3 | 29.07 | 28.37 | 7.03 | 21.34 | 15.71 | 1000 | 669.5 | 0.5751 | 0.6562 | 0.8423 | 0.3392
Kadmat | 2025-09-30 14:00 | 9 | 273 | 14 | 9.82 | 716.3 | 29.12 | 28.38 | 7.03 | 21.36 | 17.41 | 1000 | 662.6 | 0.7586 | 0.5696 | 0.8441 | 0.3761
Kadmat | 2025-09-30 15:00 | 9 | 273 | 15 | 10.61 | 634.2 | 28.96 | 28.39 | 7.03 | 21.36 | 17.31 | 1000 | 690 | 0.8456 | 0.5078 | 0.8448 | 0.3739
Kadmat | 2025-09-30 16:00 | 9 | 273 | 16 | 7.57 | 400.9 | 28.74 | 28.38 | 7.03 | 21.36 | 18.83 | 1000 | 703.8 | 0.4129 | 0.3268 | 0.8443 | 0.4068
Kadmat | 2025-09-30 17:00 | 9 | 273 | 17 | 7.62 | 184.2 | 28.51 | 28.37 | 7.03 | 21.34 | 16.55 | 1000 | 755 | 0.4201 | 0.1527 | 0.8427 | 0.3576
Kadmat | 2025-09-30 18:00 | 9 | 273 | 18 | 8.22 | 0 | 28.19 | 28.35 | 7.03 | 21.32 | 16.44 | 1000 | 808.1 | 0.5165 | 0 | 0.8401 | 0.355
Kadmat | 2025-09-30 19:00 | 9 | 273 | 19 | 8.02 | 0 | 27.99 | 28.32 | 7.03 | 21.29 | 14.81 | 1000 | 839.3 | 0.4846 | 0 | 0.8366 | 0.3199
Kadmat | 2025-09-30 20:00 | 9 | 273 | 20 | 7.46 | 0 | 27.73 | 28.28 | 7.03 | 21.25 | 14.57 | 1000 | 800.3 | 0.396 | 0 | 0.8325 | 0.3148
Kadmat | 2025-09-30 21:00 | 9 | 273 | 21 | 7.5 | 0 | 27.29 | 28.24 | 7.03 | 21.22 | 12.59 | 1000 | 755.5 | 0.4016 | 0 | 0.8281 | 0.272
Kadmat | 2025-09-30 22:00 | 9 | 273 | 22 | 7.7 | 0 | 26.94 | 28.2 | 7.03 | 21.18 | 13.93 | 1000 | 643.2 | 0.4335 | 0 | 0.8237 | 0.3008
Kadmat | 2025-09-30 23:00 | 9 | 273 | 23 | 7.37 | 0 | 26.45 | 28.17 | 7.03 | 21.14 | 12.53 | 1000 | 562.9 | 0.3832 | 0 | 0.8197 | 0.2706
Kadmat | 2025-10-01 00:00 | 10 | 274 | 0 | 2.13 | 0 | 26.88 | 28.14 | 7.03 | 21.11 | 3.41 | 1000 | 464.4 | 0 | 0 | 0.8162 | 0.0736
Kadmat | 2025-10-01 01:00 | 10 | 274 | 1 | 1.71 | 0 | 26.51 | 28.12 | 7.03 | 21.09 | 3.16 | 1000 | 473.3 | 0 | 0 | 0.8136 | 0.0682
Kadmat | 2025-10-01 02:00 | 10 | 274 | 2 | 2.15 | 0 | 26.42 | 28.1 | 7.03 | 21.08 | 3.18 | 1000 | 435.7 | 0 | 0 | 0.812 | 0.0688
Kadmat | 2025-10-01 03:00 | 10 | 274 | 3 | 2.53 | 0 | 26.6 | 28.1 | 7.03 | 21.07 | 2.98 | 1000 | 424.4 | 0.0006 | 0 | 0.8115 | 0.0644
Kadmat | 2025-10-01 04:00 | 10 | 274 | 4 | 3.01 | 0 | 26.84 | 28.1 | 7.03 | 21.08 | 3.23 | 1000 | 448.8 | 0.0094 | 0 | 0.8122 | 0.0698
Kadmat | 2025-10-01 05:00 | 10 | 274 | 5 | 4.21 | 0 | 27.06 | 28.12 | 7.03 | 21.09 | 3.25 | 1000 | 492.5 | 0.0634 | 0 | 0.814 | 0.0701
Kadmat | 2025-10-01 06:00 | 10 | 274 | 6 | 4.68 | 0 | 27.31 | 28.14 | 7.02 | 21.12 | 2.98 | 1000 | 595.3 | 0.0939 | 0 | 0.8168 | 0.0644
Kadmat | 2025-10-01 07:00 | 10 | 274 | 7 | 3.93 | 156.5 | 27.58 | 28.18 | 7.02 | 21.15 | 2.72 | 1000 | 581 | 0.0473 | 0.1343 | 0.8205 | 0.0587
Kadmat | 2025-10-01 08:00 | 10 | 274 | 8 | 3.04 | 333.7 | 27.84 | 28.21 | 7.02 | 21.19 | 2.79 | 1000 | 622 | 0.0103 | 0.2822 | 0.8248 | 0.0602
Kadmat | 2025-10-01 09:00 | 10 | 274 | 9 | 3.11 | 561.3 | 28.24 | 28.25 | 7.02 | 21.23 | 2.56 | 1000 | 635 | 0.013 | 0.4659 | 0.8293 | 0.0554
Kadmat | 2025-10-01 10:00 | 10 | 274 | 10 | 2.2 | 615.2 | 28.49 | 28.29 | 7.02 | 21.27 | 2.92 | 1000 | 676.9 | 0 | 0.5081 | 0.8339 | 0.0631
Kadmat | 2025-10-01 11:00 | 10 | 274 | 11 | 1.63 | 723.4 | 28.94 | 28.33 | 7.02 | 21.3 | 2.98 | 1000 | 726.2 | 0 | 0.5915 | 0.8382 | 0.0643
Kadmat | 2025-10-01 12:00 | 10 | 274 | 12 | 1.56 | 784.1 | 29.37 | 28.36 | 7.02 | 21.34 | 2.73 | 1000 | 702.3 | 0 | 0.637 | 0.8419 | 0.0591
Kadmat | 2025-10-01 13:00 | 10 | 274 | 13 | 1.52 | 708.7 | 29.51 | 28.39 | 7.02 | 21.36 | 2.92 | 1000 | 692.6 | 0 | 0.5789 | 0.8448 | 0.0631
Kadmat | 2025-10-01 14:00 | 10 | 274 | 14 | 1.42 | 666.2 | 29.48 | 28.4 | 7.02 | 21.38 | 2.71 | 1000 | 684 | 0 | 0.546 | 0.8466 | 0.0586
Kadmat | 2025-10-01 15:00 | 10 | 274 | 15 | 1.24 | 554.5 | 29.65 | 28.41 | 7.02 | 21.38 | 2.41 | 1000 | 690.3 | 0 | 0.4581 | 0.8473 | 0.052
Kadmat | 2025-10-01 16:00 | 10 | 274 | 16 | 1.51 | 307.6 | 29.34 | 28.4 | 7.02 | 21.38 | 2.59 | 1000 | 708.8 | 0 | 0.2593 | 0.8468 | 0.056
Kadmat | 2025-10-01 17:00 | 10 | 274 | 17 | 1.32 | 161.4 | 29.3 | 28.39 | 7.02 | 21.36 | 2.26 | 1000 | 776.5 | 0 | 0.1376 | 0.8452 | 0.0489
Kadmat | 2025-10-01 18:00 | 10 | 274 | 18 | 1.5 | 0 | 28.77 | 28.37 | 7.02 | 21.34 | 2.55 | 1000 | 831 | 0 | 0 | 0.8425 | 0.055
Kadmat | 2025-10-01 19:00 | 10 | 274 | 19 | 1.52 | 0 | 28.49 | 28.34 | 7.02 | 21.31 | 2.6 | 1000 | 900.7 | 0 | 0 | 0.839 | 0.0561
Kadmat | 2025-10-01 20:00 | 10 | 274 | 20 | 1.58 | 0 | 28.23 | 28.3 | 7.02 | 21.28 | 2.52 | 1000 | 848.4 | 0 | 0 | 0.8349 | 0.0544
Kadmat | 2025-10-01 21:00 | 10 | 274 | 21 | 1.09 | 0 | 27.82 | 28.26 | 7.02 | 21.24 | 2.97 | 1000 | 841.3 | 0 | 0 | 0.8306 | 0.0641
Kadmat | 2025-10-01 22:00 | 10 | 274 | 22 | 1.19 | 0 | 27.27 | 28.22 | 7.02 | 21.2 | 2.76 | 1000 | 680.3 | 0 | 0 | 0.8262 | 0.0596
Kadmat | 2025-10-01 23:00 | 10 | 274 | 23 | 2.14 | 0 | 26.88 | 28.19 | 7.02 | 21.17 | 2.89 | 1000 | 591.8 | 0 | 0 | 0.8221 | 0.0623
Kadmat | 2025-10-02 00:00 | 10 | 275 | 0 | 1.97 | 0 | 26.69 | 28.16 | 7.02 | 21.13 | 3.02 | 1000 | 476.6 | 0 | 0 | 0.8187 | 0.0651
Kadmat | 2025-10-02 01:00 | 10 | 275 | 1 | 2.29 | 0 | 26.4 | 28.14 | 7.02 | 21.11 | 3.34 | 1000 | 439.2 | 0 | 0 | 0.816 | 0.0721
Kadmat | 2025-10-02 02:00 | 10 | 275 | 2 | 1.87 | 0 | 26.25 | 28.12 | 7.02 | 21.1 | 3.58 | 1000 | 470.6 | 0 | 0 | 0.8144 | 0.0773
Kadmat | 2025-10-02 03:00 | 10 | 275 | 3 | 2.15 | 0 | 26.37 | 28.12 | 7.02 | 21.09 | 3.51 | 1000 | 449.5 | 0 | 0 | 0.8139 | 0.0758
Kadmat | 2025-10-02 04:00 | 10 | 275 | 4 | 1.77 | 0 | 26.46 | 28.12 | 7.02 | 21.1 | 3.4 | 1000 | 433.6 | 0 | 0 | 0.8146 | 0.0735
Kadmat | 2025-10-02 05:00 | 10 | 275 | 5 | 2.8 | 0 | 26.79 | 28.14 | 7.02 | 21.12 | 3.47 | 1000 | 492.9 | 0.0054 | 0 | 0.8164 | 0.0749
Kadmat | 2025-10-02 06:00 | 10 | 275 | 6 | 3.43 | 0 | 27.22 | 28.16 | 7.02 | 21.14 | 3.67 | 1000 | 539.3 | 0.0244 | 0 | 0.8193 | 0.0793
Kadmat | 2025-10-02 07:00 | 10 | 275 | 7 | 3.16 | 193.2 | 27.48 | 28.2 | 7.02 | 21.17 | 4.25 | 1000 | 590.7 | 0.0147 | 0.1653 | 0.823 | 0.0917
Kadmat | 2025-10-02 08:00 | 10 | 275 | 8 | 3.06 | 433.3 | 27.97 | 28.23 | 7.02 | 21.21 | 4.14 | 1000 | 618.7 | 0.0113 | 0.3636 | 0.8272 | 0.0894
Kadmat | 2025-10-02 09:00 | 10 | 275 | 9 | 3.56 | 645.7 | 28.46 | 28.27 | 7.02 | 21.25 | 4.45 | 1000 | 683.5 | 0.0299 | 0.5321 | 0.8318 | 0.0961
Kadmat | 2025-10-02 10:00 | 10 | 275 | 10 | 3.07 | 708.2 | 28.74 | 28.31 | 7.02 | 21.29 | 4.64 | 1000 | 707.9 | 0.0114 | 0.5802 | 0.8364 | 0.1002
Kadmat | 2025-10-02 11:00 | 10 | 275 | 11 | 3.5 | 906 | 29.18 | 28.35 | 7.02 | 21.33 | 4.7 | 1000 | 725.9 | 0.0269 | 0.7296 | 0.8407 | 0.1016
Kadmat | 2025-10-02 12:00 | 10 | 275 | 12 | 3.75 | 860.9 | 29.43 | 28.38 | 7.02 | 21.36 | 4.19 | 1000 | 720.7 | 0.0389 | 0.6951 | 0.8444 | 0.0904
Kadmat | 2025-10-02 13:00 | 10 | 275 | 13 | 3.57 | 963.1 | 29.44 | 28.41 | 7.02 | 21.38 | 4.99 | 1000 | 713.3 | 0.0302 | 0.7713 | 0.8472 | 0.1078
Kadmat | 2025-10-02 14:00 | 10 | 275 | 14 | 3.33 | 717.9 | 29.8 | 28.42 | 7.02 | 21.4 | 5.08 | 1000 | 724.8 | 0.0209 | 0.5853 | 0.8491 | 0.1097
Kadmat | 2025-10-02 15:00 | 10 | 275 | 15 | 2.64 | 610.9 | 29.63 | 28.43 | 7.02 | 21.4 | 4.85 | 1000 | 680.6 | 0.0024 | 0.5026 | 0.8498 | 0.1047
Kadmat | 2025-10-02 16:00 | 10 | 275 | 16 | 2.76 | 394.3 | 29.44 | 28.42 | 7.02 | 21.4 | 5.19 | 1000 | 699.2 | 0.0046 | 0.3301 | 0.8493 | 0.1121
Kadmat | 2025-10-02 17:00 | 10 | 275 | 17 | 2.42 | 188.2 | 28.89 | 28.41 | 7.02 | 21.39 | 5.01 | 1000 | 771.9 | 0 | 0.1604 | 0.8477 | 0.1083
Kadmat | 2025-10-02 18:00 | 10 | 275 | 18 | 2.41 | 0 | 28.88 | 28.39 | 7.02 | 21.36 | 5.23 | 1000 | 871.1 | 0 | 0 | 0.845 | 0.113
Kadmat | 2025-10-02 19:00 | 10 | 275 | 19 | 3.23 | 0 | 28.46 | 28.36 | 7.02 | 21.33 | 4.86 | 1000 | 902.2 | 0.0175 | 0 | 0.8415 | 0.1051
Kadmat | 2025-10-02 20:00 | 10 | 275 | 20 | 3.74 | 0 | 28.14 | 28.32 | 7.02 | 21.3 | 5.08 | 1000 | 824.7 | 0.0381 | 0 | 0.8374 | 0.1097
Kadmat | 2025-10-02 21:00 | 10 | 275 | 21 | 4.19 | 0 | 27.77 | 28.28 | 7.02 | 21.26 | 5.1 | 1000 | 802.6 | 0.062 | 0 | 0.833 | 0.1101
Kadmat | 2025-10-02 22:00 | 10 | 275 | 22 | 4.22 | 0 | 27.41 | 28.24 | 7.02 | 21.22 | 5.04 | 1000 | 687.2 | 0.0638 | 0 | 0.8287 | 0.1089
Kadmat | 2025-10-02 23:00 | 10 | 275 | 23 | 3.28 | 0 | 27.16 | 28.21 | 7.02 | 21.19 | 4.31 | 1000 | 589.6 | 0.0189 | 0 | 0.8246 | 0.093
Kadmat | 2025-10-03 00:00 | 10 | 276 | 0 | 3.2 | 0 | 26.84 | 28.18 | 7.02 | 21.16 | 4.3 | 1000 | 490.5 | 0.0162 | 0 | 0.8211 | 0.0928
Kadmat | 2025-10-03 01:00 | 10 | 276 | 1 | 4.3 | 0 | 26.89 | 28.16 | 7.02 | 21.13 | 4.83 | 1000 | 455.9 | 0.0689 | 0 | 0.8185 | 0.1042
Kadmat | 2025-10-03 02:00 | 10 | 276 | 2 | 4.04 | 0 | 26.79 | 28.14 | 7.02 | 21.12 | 5.12 | 1000 | 444.7 | 0.053 | 0 | 0.8169 | 0.1106
Kadmat | 2025-10-03 03:00 | 10 | 276 | 3 | 3.44 | 0 | 26.74 | 28.14 | 7.02 | 21.11 | 5.27 | 1000 | 431.8 | 0.0249 | 0 | 0.8164 | 0.1139
Kadmat | 2025-10-03 04:00 | 10 | 276 | 4 | 3.56 | 0 | 26.8 | 28.14 | 7.02 | 21.12 | 5.66 | 1000 | 469 | 0.0297 | 0 | 0.8171 | 0.1223
Kadmat | 2025-10-03 05:00 | 10 | 276 | 5 | 3.41 | 0 | 27.17 | 28.16 | 7.02 | 21.14 | 5.8 | 1000 | 476.8 | 0.0237 | 0 | 0.8189 | 0.1253
Kadmat | 2025-10-03 06:00 | 10 | 276 | 6 | 2.24 | 0 | 27.46 | 28.18 | 7.02 | 21.16 | 6.4 | 1000 | 523.5 | 0 | 0 | 0.8217 | 0.1382
Kadmat | 2025-10-03 07:00 | 10 | 276 | 7 | 2.34 | 155.1 | 27.75 | 28.22 | 7.02 | 21.19 | 6.37 | 1000 | 591.3 | 0 | 0.133 | 0.8254 | 0.1376
Kadmat | 2025-10-03 08:00 | 10 | 276 | 8 | 2.19 | 357.4 | 28.17 | 28.25 | 7.02 | 21.23 | 5.76 | 1000 | 648.5 | 0 | 0.3014 | 0.8297 | 0.1244
Kadmat | 2025-10-03 09:00 | 10 | 276 | 9 | 1.91 | 563.6 | 28.65 | 28.29 | 7.02 | 21.27 | 5.93 | 1000 | 642.4 | 0 | 0.4671 | 0.8343 | 0.1282
Kadmat | 2025-10-03 10:00 | 10 | 276 | 10 | 1.95 | 644.8 | 28.95 | 28.33 | 7.02 | 21.31 | 6.53 | 1000 | 690.1 | 0 | 0.5305 | 0.8389 | 0.1411
Kadmat | 2025-10-03 11:00 | 10 | 276 | 11 | 2.25 | 670.8 | 29.21 | 28.37 | 7.02 | 21.35 | 6.85 | 1000 | 715.5 | 0 | 0.5501 | 0.8431 | 0.1479
Kadmat | 2025-10-03 12:00 | 10 | 276 | 12 | 1.51 | 775.2 | 29.6 | 28.4 | 7.02 | 21.38 | 7.12 | 1000 | 745.4 | 0 | 0.6298 | 0.8469 | 0.1538
Kadmat | 2025-10-03 13:00 | 10 | 276 | 13 | 2.41 | 733.3 | 29.67 | 28.42 | 7.02 | 21.4 | 8.17 | 1000 | 690.2 | 0 | 0.5975 | 0.8497 | 0.1765
Kadmat | 2025-10-03 14:00 | 10 | 276 | 14 | 2.77 | 641.9 | 29.86 | 28.44 | 7.02 | 21.42 | 7.98 | 1000 | 679.3 | 0.0048 | 0.5263 | 0.8516 | 0.1724
Kadmat | 2025-10-03 15:00 | 10 | 276 | 15 | 2.04 | 469 | 29.74 | 28.45 | 7.02 | 21.43 | 8 | 1000 | 660.8 | 0 | 0.3899 | 0.8523 | 0.1729
Kadmat | 2025-10-03 16:00 | 10 | 276 | 16 | 2.28 | 408 | 29.44 | 28.44 | 7.02 | 21.42 | 7.62 | 1000 | 700.7 | 0 | 0.3412 | 0.8518 | 0.1646
Kadmat | 2025-10-03 17:00 | 10 | 276 | 17 | 1.98 | 147.5 | 28.97 | 28.43 | 7.02 | 21.41 | 8.58 | 1000 | 769.6 | 0 | 0.126 | 0.8501 | 0.1854
Kadmat | 2025-10-03 18:00 | 10 | 276 | 18 | 1.47 | 0 | 28.76 | 28.41 | 7.02 | 21.38 | 8.11 | 1000 | 899.1 | 0 | 0 | 0.8475 | 0.1752
Kadmat | 2025-10-03 19:00 | 10 | 276 | 19 | 1.65 | 0 | 28.35 | 28.38 | 7.02 | 21.35 | 7.92 | 1000 | 861 | 0 | 0 | 0.844 | 0.171
Kadmat | 2025-10-03 20:00 | 10 | 276 | 20 | 1.78 | 0 | 27.76 | 28.34 | 7.02 | 21.32 | 8.08 | 1000 | 841.7 | 0 | 0 | 0.8399 | 0.1744
Kadmat | 2025-10-03 21:00 | 10 | 276 | 21 | 1.97 | 0 | 27.33 | 28.3 | 7.02 | 21.28 | 7.43 | 1000 | 786.6 | 0 | 0 | 0.8355 | 0.1604
Kadmat | 2025-10-03 22:00 | 10 | 276 | 22 | 2.62 | 0 | 27.16 | 28.26 | 7.02 | 21.24 | 7.23 | 1000 | 689.4 | 0.0022 | 0 | 0.8311 | 0.1561
Kadmat | 2025-10-03 23:00 | 10 | 276 | 23 | 3.26 | 0 | 26.61 | 28.23 | 7.02 | 21.21 | 7.75 | 1000 | 556.6 | 0.0185 | 0 | 0.827 | 0.1674
Kadmat | 2025-10-04 00:00 | 10 | 277 | 0 | 3.34 | 0 | 26.41 | 28.2 | 7.02 | 21.18 | 7.85 | 1000 | 504.4 | 0.0212 | 0 | 0.8236 | 0.1695
Kadmat | 2025-10-04 01:00 | 10 | 277 | 1 | 2.33 | 0 | 26.3 | 28.18 | 7.02 | 21.15 | 8.62 | 1000 | 472.4 | 0 | 0 | 0.8209 | 0.1861
Kadmat | 2025-10-04 02:00 | 10 | 277 | 2 | 1.84 | 0 | 26.37 | 28.16 | 7.02 | 21.14 | 8.39 | 1000 | 437.9 | 0 | 0 | 0.8193 | 0.1813
Kadmat | 2025-10-04 03:00 | 10 | 277 | 3 | 1.56 | 0 | 26.64 | 28.16 | 7.02 | 21.14 | 8.92 | 1000 | 445.9 | 0 | 0 | 0.8188 | 0.1927
Kadmat | 2025-10-04 04:00 | 10 | 277 | 4 | 1.62 | 0 | 26.37 | 28.16 | 7.02 | 21.14 | 8.74 | 1000 | 435 | 0 | 0 | 0.8195 | 0.1887
Kadmat | 2025-10-04 05:00 | 10 | 277 | 5 | 2.09 | 0 | 26.66 | 28.18 | 7.02 | 21.16 | 8.54 | 1000 | 514.6 | 0 | 0 | 0.8213 | 0.1844
Kadmat | 2025-10-04 06:00 | 10 | 277 | 6 | 1.84 | 0 | 27.11 | 28.2 | 7.02 | 21.18 | 8.81 | 1000 | 557.1 | 0 | 0 | 0.8242 | 0.1902
Kadmat | 2025-10-04 07:00 | 10 | 277 | 7 | 1.95 | 157.2 | 27.39 | 28.23 | 7.02 | 21.21 | 8.57 | 1000 | 621.9 | 0 | 0.1349 | 0.8279 | 0.1852
Kadmat | 2025-10-04 08:00 | 10 | 277 | 8 | 1.36 | 448.5 | 27.83 | 28.27 | 7.02 | 21.25 | 9.08 | 1000 | 646.8 | 0 | 0.3761 | 0.8321 | 0.1961
Kadmat | 2025-10-04 09:00 | 10 | 277 | 9 | 0.98 | 557.5 | 28.33 | 28.31 | 7.02 | 21.29 | 9.87 | 1000 | 683.8 | 0 | 0.4628 | 0.8367 | 0.2132
Kadmat | 2025-10-04 10:00 | 10 | 277 | 10 | 1.08 | 794.3 | 28.75 | 28.35 | 7.02 | 21.33 | 11.35 | 1000 | 711.8 | 0 | 0.6463 | 0.8413 | 0.2452
Kadmat | 2025-10-04 11:00 | 10 | 277 | 11 | 1.51 | 821.3 | 29.06 | 28.39 | 7.02 | 21.37 | 11.25 | 1000 | 728.6 | 0 | 0.6661 | 0.8456 | 0.2431
Kadmat | 2025-10-04 12:00 | 10 | 277 | 12 | 1.64 | 889.4 | 29.47 | 28.42 | 7.02 | 21.4 | 10.33 | 1000 | 723.7 | 0 | 0.7163 | 0.8493 | 0.223
Kadmat | 2025-10-04 13:00 | 10 | 277 | 13 | 1.07 | 877.9 | 29.64 | 28.44 | 7.02 | 21.43 | 10.07 | 1000 | 719.5 | 0 | 0.7073 | 0.8522 | 0.2176
Kadmat | 2025-10-04 14:00 | 10 | 277 | 14 | 1.1 | 737.3 | 29.67 | 28.46 | 7.02 | 21.44 | 10.06 | 1000 | 678.6 | 0 | 0.6005 | 0.8541 | 0.2174
Kadmat | 2025-10-04 15:00 | 10 | 277 | 15 | 0.99 | 521.2 | 29.58 | 28.47 | 7.02 | 21.45 | 10.64 | 1000 | 689.9 | 0 | 0.4318 | 0.8547 | 0.2298
Kadmat | 2025-10-04 16:00 | 10 | 277 | 16 | 0.64 | 353.8 | 29.35 | 28.46 | 7.02 | 21.44 | 10.1 | 1000 | 713.2 | 0 | 0.2972 | 0.8543 | 0.2183
Kadmat | 2025-10-04 17:00 | 10 | 277 | 17 | 1.16 | 150.9 | 28.83 | 28.45 | 7.02 | 21.43 | 9.54 | 1000 | 774.7 | 0 | 0.129 | 0.8526 | 0.2061
Kadmat | 2025-10-04 18:00 | 10 | 277 | 18 | 1.06 | 0 | 28.44 | 28.42 | 7.02 | 21.41 | 9.78 | 1000 | 872.6 | 0 | 0 | 0.8499 | 0.2112
Kadmat | 2025-10-04 19:00 | 10 | 277 | 19 | 1.82 | 0 | 28.07 | 28.39 | 7.02 | 21.38 | 9.81 | 1000 | 872 | 0 | 0 | 0.8464 | 0.2119
Kadmat | 2025-10-04 20:00 | 10 | 277 | 20 | 1.78 | 0 | 27.72 | 28.36 | 7.02 | 21.34 | 10.84 | 1000 | 863.1 | 0 | 0 | 0.8423 | 0.2342
Kadmat | 2025-10-04 21:00 | 10 | 277 | 21 | 1.47 | 0 | 27.18 | 28.32 | 7.02 | 21.3 | 9.46 | 1000 | 816.1 | 0 | 0 | 0.838 | 0.2043
Kadmat | 2025-10-04 22:00 | 10 | 277 | 22 | 1.63 | 0 | 26.83 | 28.28 | 7.02 | 21.26 | 8.94 | 1000 | 676.5 | 0 | 0 | 0.8336 | 0.1931
Kadmat | 2025-10-04 23:00 | 10 | 277 | 23 | 0.96 | 0 | 26.71 | 28.25 | 7.02 | 21.23 | 8.83 | 1000 | 559.7 | 0 | 0 | 0.8295 | 0.1908
Kadmat | 2025-10-05 00:00 | 10 | 278 | 0 | 1.19 | 0 | 26.4 | 28.22 | 7.02 | 21.2 | 8.15 | 1000 | 493.1 | 0 | 0 | 0.826 | 0.176
Kadmat | 2025-10-05 01:00 | 10 | 278 | 1 | 1.38 | 0 | 26.15 | 28.19 | 7.02 | 21.18 | 8.2 | 1000 | 456.1 | 0 | 0 | 0.8234 | 0.1771
Kadmat | 2025-10-05 02:00 | 10 | 278 | 2 | 0.89 | 0 | 26.12 | 28.18 | 7.02 | 21.16 | 8.9 | 1000 | 448.3 | 0 | 0 | 0.8218 | 0.1922
Kadmat | 2025-10-05 03:00 | 10 | 278 | 3 | 0.96 | 0 | 26.56 | 28.18 | 7.02 | 21.16 | 9.92 | 1000 | 429.4 | 0 | 0 | 0.8213 | 0.2142
Kadmat | 2025-10-05 04:00 | 10 | 278 | 4 | 0.92 | 0 | 26.83 | 28.18 | 7.02 | 21.16 | 9.65 | 1000 | 443.6 | 0 | 0 | 0.822 | 0.2085
Kadmat | 2025-10-05 05:00 | 10 | 278 | 5 | 0.7 | 0 | 26.98 | 28.2 | 7.02 | 21.18 | 11.39 | 1000 | 482 | 0 | 0 | 0.8238 | 0.2461
Kadmat | 2025-10-05 06:00 | 10 | 278 | 6 | 0.83 | 0 | 27.5 | 28.22 | 7.02 | 21.2 | 10.41 | 1000 | 559.3 | 0 | 0 | 0.8266 | 0.2248
Kadmat | 2025-10-05 07:00 | 10 | 278 | 7 | 0.89 | 163 | 27.98 | 28.25 | 7.02 | 21.24 | 10.86 | 1000 | 617.2 | 0 | 0.1396 | 0.8303 | 0.2347
Kadmat | 2025-10-05 08:00 | 10 | 278 | 8 | 0.51 | 434 | 28.34 | 28.29 | 7.02 | 21.27 | 10.13 | 1000 | 623.7 | 0 | 0.3637 | 0.8346 | 0.2189
Kadmat | 2025-10-05 09:00 | 10 | 278 | 9 | 0.6 | 537.6 | 28.76 | 28.33 | 7.02 | 21.31 | 10.44 | 1000 | 643.3 | 0 | 0.4463 | 0.8392 | 0.2255
Kadmat | 2025-10-05 10:00 | 10 | 278 | 10 | 0.84 | 696.8 | 29.07 | 28.37 | 7.02 | 21.35 | 8.82 | 1000 | 698.9 | 0 | 0.5707 | 0.8438 | 0.1906
Kadmat | 2025-10-05 11:00 | 10 | 278 | 11 | 0.84 | 639.1 | 29.29 | 28.41 | 7.02 | 21.39 | 9.47 | 1000 | 717.5 | 0 | 0.5253 | 0.8481 | 0.2046
Kadmat | 2025-10-05 12:00 | 10 | 278 | 12 | 0.88 | 748.7 | 29.73 | 28.44 | 7.02 | 21.42 | 9.41 | 1000 | 713.3 | 0 | 0.6091 | 0.8518 | 0.2034
Kadmat | 2025-10-05 13:00 | 10 | 278 | 13 | 0.99 | 718.9 | 29.72 | 28.46 | 7.02 | 21.45 | 10.27 | 1000 | 690.7 | 0 | 0.5863 | 0.8547 | 0.2219
Kadmat | 2025-10-05 14:00 | 10 | 278 | 14 | 1.32 | 727.5 | 29.45 | 28.48 | 7.02 | 21.46 | 11.46 | 1000 | 757.3 | 0 | 0.5935 | 0.8565 | 0.2475
Kadmat | 2025-10-05 15:00 | 10 | 278 | 15 | 0.84 | 594.5 | 29.38 | 28.49 | 7.02 | 21.47 | 10.17 | 1000 | 741.3 | 0 | 0.4902 | 0.8572 | 0.2196
Kadmat | 2025-10-05 16:00 | 10 | 278 | 16 | 0.47 | 342 | 29.05 | 28.48 | 7.02 | 21.46 | 10.16 | 1000 | 730 | 0 | 0.2878 | 0.8567 | 0.2194
Kadmat | 2025-10-05 17:00 | 10 | 278 | 17 | 0.39 | 150.1 | 28.64 | 28.47 | 7.02 | 21.45 | 10.05 | 1000 | 777.5 | 0 | 0.1284 | 0.8551 | 0.2171
Kadmat | 2025-10-05 18:00 | 10 | 278 | 18 | 0.29 | 0 | 28.28 | 28.44 | 7.02 | 21.43 | 10.16 | 1000 | 866 | 0 | 0 | 0.8524 | 0.2194
Kadmat | 2025-10-05 19:00 | 10 | 278 | 19 | 0.39 | 0 | 27.89 | 28.41 | 7.02 | 21.4 | 10.5 | 1000 | 866.5 | 0 | 0 | 0.8489 | 0.2267
Kadmat | 2025-10-05 20:00 | 10 | 278 | 20 | 0.47 | 0 | 27.48 | 28.38 | 7.02 | 21.36 | 9.61 | 1000 | 878 | 0 | 0 | 0.8448 | 0.2075
Kadmat | 2025-10-05 21:00 | 10 | 278 | 21 | 0.41 | 0 | 26.9 | 28.34 | 7.02 | 21.32 | 9.73 | 1000 | 840.5 | 0 | 0 | 0.8404 | 0.2101
Kadmat | 2025-10-05 22:00 | 10 | 278 | 22 | 0.91 | 0 | 26.47 | 28.3 | 7.02 | 21.29 | 9.5 | 1000 | 724.8 | 0 | 0 | 0.836 | 0.2053
Kadmat | 2025-10-05 23:00 | 10 | 278 | 23 | 0.69 | 0 | 26.21 | 28.27 | 7.02 | 21.25 | 10.07 | 1000 | 595.1 | 0 | 0 | 0.832 | 0.2176
Kadmat | 2025-10-06 00:00 | 10 | 279 | 0 | 0.67 | 0 | 26.05 | 28.24 | 7.02 | 21.22 | 9.33 | 1000 | 445.1 | 0 | 0 | 0.8285 | 0.2016
Kadmat | 2025-10-06 01:00 | 10 | 279 | 1 | 0.35 | 0 | 25.8 | 28.21 | 7.02 | 21.2 | 8.87 | 1000 | 460.1 | 0 | 0 | 0.8258 | 0.1916
Kadmat | 2025-10-06 02:00 | 10 | 279 | 2 | 0.39 | 0 | 25.81 | 28.2 | 7.02 | 21.18 | 7.99 | 1000 | 410.8 | 0 | 0 | 0.8242 | 0.1726
Kadmat | 2025-10-06 03:00 | 10 | 279 | 3 | 0.55 | 0 | 25.9 | 28.2 | 7.02 | 21.18 | 8.7 | 1000 | 436.7 | 0 | 0 | 0.8237 | 0.188
Kadmat | 2025-10-06 04:00 | 10 | 279 | 4 | 0.63 | 0 | 26.13 | 28.2 | 7.02 | 21.18 | 8.85 | 1000 | 473.5 | 0 | 0 | 0.8244 | 0.1911
Kadmat | 2025-10-06 05:00 | 10 | 279 | 5 | 0.65 | 0 | 26.44 | 28.22 | 7.02 | 21.2 | 8.73 | 1000 | 502.4 | 0 | 0 | 0.8262 | 0.1885
Kadmat | 2025-10-06 06:00 | 10 | 279 | 6 | 0.61 | 0 | 26.72 | 28.24 | 7.02 | 21.23 | 8.84 | 1000 | 570.5 | 0 | 0 | 0.8291 | 0.191
Kadmat | 2025-10-06 07:00 | 10 | 279 | 7 | 0.71 | 156 | 27.2 | 28.27 | 7.02 | 21.26 | 8.69 | 1000 | 577.5 | 0 | 0.1341 | 0.8328 | 0.1877
Kadmat | 2025-10-06 08:00 | 10 | 279 | 8 | 0.62 | 395.7 | 27.78 | 28.31 | 7.02 | 21.29 | 9.09 | 1000 | 628.8 | 0 | 0.3332 | 0.8371 | 0.1963
Kadmat | 2025-10-06 09:00 | 10 | 279 | 9 | 0.95 | 490.5 | 28.17 | 28.35 | 7.02 | 21.33 | 9.65 | 1000 | 632.9 | 0 | 0.4095 | 0.8417 | 0.2083
Kadmat | 2025-10-06 10:00 | 10 | 279 | 10 | 0.79 | 632.8 | 28.61 | 28.39 | 7.02 | 21.37 | 10.33 | 1000 | 686.6 | 0 | 0.5217 | 0.8463 | 0.2231
Kadmat | 2025-10-06 11:00 | 10 | 279 | 11 | 0.91 | 762.6 | 28.99 | 28.43 | 7.02 | 21.41 | 10.31 | 1000 | 703.6 | 0 | 0.6215 | 0.8506 | 0.2227
Kadmat | 2025-10-06 12:00 | 10 | 279 | 12 | 1.29 | 735.8 | 29.32 | 28.46 | 7.02 | 21.44 | 9.9 | 1000 | 691.6 | 0 | 0.6002 | 0.8543 | 0.2138
Kadmat | 2025-10-06 13:00 | 10 | 279 | 13 | 1.23 | 824.7 | 29.63 | 28.48 | 7.02 | 21.47 | 9.36 | 1000 | 673.6 | 0 | 0.6672 | 0.8572 | 0.2021
Kadmat | 2025-10-06 14:00 | 10 | 279 | 14 | 1.19 | 711.8 | 29.76 | 28.5 | 7.02 | 21.48 | 8.98 | 1000 | 700.3 | 0 | 0.5807 | 0.859 | 0.194
Kadmat | 2025-10-06 15:00 | 10 | 279 | 15 | 1.02 | 502.3 | 29.61 | 28.51 | 7.02 | 21.49 | 9.39 | 1000 | 671.3 | 0 | 0.4168 | 0.8597 | 0.2029
Kadmat | 2025-10-06 16:00 | 10 | 279 | 16 | 1.64 | 368.3 | 29.38 | 28.5 | 7.02 | 21.49 | 9.64 | 1000 | 718 | 0 | 0.309 | 0.8592 | 0.2083
Kadmat | 2025-10-06 17:00 | 10 | 279 | 17 | 1.66 | 147.9 | 29.25 | 28.49 | 7.02 | 21.47 | 9.15 | 1000 | 763.2 | 0 | 0.1262 | 0.8576 | 0.1977
Kadmat | 2025-10-06 18:00 | 10 | 279 | 18 | 1.83 | 0 | 28.71 | 28.46 | 7.02 | 21.45 | 8.36 | 1000 | 833.3 | 0 | 0 | 0.8549 | 0.1806
Kadmat | 2025-10-06 19:00 | 10 | 279 | 19 | 1.76 | 0 | 28.2 | 28.43 | 7.02 | 21.42 | 8.31 | 1000 | 921.4 | 0 | 0 | 0.8514 | 0.1795
Kadmat | 2025-10-06 20:00 | 10 | 279 | 20 | 0.93 | 0 | 27.88 | 28.4 | 7.02 | 21.38 | 7.96 | 1000 | 857.8 | 0 | 0 | 0.8473 | 0.1719
Kadmat | 2025-10-06 21:00 | 10 | 279 | 21 | 1.59 | 0 | 27.23 | 28.36 | 7.02 | 21.34 | 9.49 | 1000 | 781.9 | 0 | 0 | 0.8429 | 0.2049
Kadmat | 2025-10-06 22:00 | 10 | 279 | 22 | 2.16 | 0 | 26.97 | 28.32 | 7.02 | 21.31 | 9.96 | 1000 | 679.1 | 0 | 0 | 0.8385 | 0.2151
Kadmat | 2025-10-06 23:00 | 10 | 279 | 23 | 3.08 | 0 | 26.65 | 28.29 | 7.02 | 21.27 | 10.17 | 1000 | 588.1 | 0.0118 | 0 | 0.8344 | 0.2196
Kadmat | 2025-10-07 00:00 | 10 | 280 | 0 | 2.97 | 0 | 26.05 | 28.26 | 7.02 | 21.24 | 10.48 | 1000 | 467.3 | 0.0085 | 0 | 0.8309 | 0.2263
Kadmat | 2025-10-07 01:00 | 10 | 280 | 1 | 3.05 | 0 | 25.77 | 28.23 | 7.02 | 21.22 | 9.35 | 1000 | 454.2 | 0.0107 | 0 | 0.8283 | 0.2019
Kadmat | 2025-10-07 02:00 | 10 | 280 | 2 | 3.87 | 0 | 25.73 | 28.22 | 7.02 | 21.2 | 8.91 | 1000 | 442.7 | 0.0443 | 0 | 0.8267 | 0.1924
Kadmat | 2025-10-07 03:00 | 10 | 280 | 3 | 4.26 | 0 | 25.63 | 28.22 | 7.02 | 21.2 | 9.06 | 1000 | 439 | 0.0664 | 0 | 0.8262 | 0.1956
Kadmat | 2025-10-07 04:00 | 10 | 280 | 4 | 4.45 | 0 | 26 | 28.22 | 7.02 | 21.21 | 9.62 | 1000 | 430.5 | 0.0778 | 0 | 0.8269 | 0.2077
Kadmat | 2025-10-07 05:00 | 10 | 280 | 5 | 3.95 | 0 | 26.23 | 28.24 | 7.02 | 21.22 | 8.51 | 1000 | 509.2 | 0.0482 | 0 | 0.8287 | 0.1838
Kadmat | 2025-10-07 06:00 | 10 | 280 | 6 | 4.37 | 0 | 26.52 | 28.26 | 7.02 | 21.25 | 7.35 | 1000 | 532.4 | 0.0732 | 0 | 0.8315 | 0.1588
Kadmat | 2025-10-07 07:00 | 10 | 280 | 7 | 2.78 | 154.1 | 26.77 | 28.29 | 7.02 | 21.28 | 7.77 | 1000 | 612.4 | 0.0051 | 0.1326 | 0.8352 | 0.1679
Kadmat | 2025-10-07 08:00 | 10 | 280 | 8 | 2.63 | 352.1 | 27.18 | 28.33 | 7.02 | 21.32 | 8.36 | 1000 | 646.2 | 0.0024 | 0.2981 | 0.8395 | 0.1806
Kadmat | 2025-10-07 09:00 | 10 | 280 | 9 | 2.78 | 584.3 | 27.87 | 28.37 | 7.01 | 21.36 | 8.55 | 1000 | 683 | 0.005 | 0.4849 | 0.8441 | 0.1847
Kadmat | 2025-10-07 10:00 | 10 | 280 | 10 | 2.6 | 546.1 | 28.16 | 28.41 | 7.01 | 21.4 | 9.43 | 1000 | 671.8 | 0.0019 | 0.454 | 0.8487 | 0.2038
Kadmat | 2025-10-07 11:00 | 10 | 280 | 11 | 2.23 | 812.2 | 28.5 | 28.45 | 7.01 | 21.43 | 8.6 | 1000 | 681.4 | 0 | 0.6606 | 0.853 | 0.1857
Kadmat | 2025-10-07 12:00 | 10 | 280 | 12 | 2.25 | 650.9 | 28.67 | 28.48 | 7.01 | 21.46 | 7.71 | 1000 | 691.5 | 0 | 0.5358 | 0.8568 | 0.1664
Kadmat | 2025-10-07 13:00 | 10 | 280 | 13 | 2.83 | 752.1 | 28.85 | 28.5 | 7.01 | 21.49 | 7.8 | 1000 | 669.9 | 0.006 | 0.6138 | 0.8597 | 0.1685
Kadmat | 2025-10-07 14:00 | 10 | 280 | 14 | 3.22 | 661.5 | 29.09 | 28.52 | 7.01 | 21.5 | 7.21 | 1000 | 683.6 | 0.0168 | 0.5432 | 0.8615 | 0.1558
Kadmat | 2025-10-07 15:00 | 10 | 280 | 15 | 2.71 | 519.1 | 29.03 | 28.53 | 7.01 | 21.51 | 7.35 | 1000 | 679.7 | 0.0037 | 0.4311 | 0.8622 | 0.1589
Kadmat | 2025-10-07 16:00 | 10 | 280 | 16 | 2.67 | 388.4 | 28.99 | 28.52 | 7.01 | 21.51 | 6.9 | 1000 | 678 | 0.0031 | 0.3258 | 0.8617 | 0.1491
Kadmat | 2025-10-07 17:00 | 10 | 280 | 17 | 3.5 | 125.3 | 28.76 | 28.51 | 7.01 | 21.49 | 7.8 | 1000 | 812.4 | 0.0271 | 0.1073 | 0.8601 | 0.1684
Kadmat | 2025-10-07 18:00 | 10 | 280 | 18 | 3.31 | 0 | 28.62 | 28.48 | 7.01 | 21.47 | 8.07 | 1000 | 893.1 | 0.0202 | 0 | 0.8574 | 0.1743
Kadmat | 2025-10-07 19:00 | 10 | 280 | 19 | 3.63 | 0 | 28.27 | 28.45 | 7.01 | 21.44 | 7.91 | 1000 | 905 | 0.0332 | 0 | 0.8539 | 0.1709
Kadmat | 2025-10-07 20:00 | 10 | 280 | 20 | 2.82 | 0 | 27.79 | 28.42 | 7.01 | 21.4 | 7.68 | 1000 | 821.6 | 0.0057 | 0 | 0.8498 | 0.1659
Kadmat | 2025-10-07 21:00 | 10 | 280 | 21 | 3.17 | 0 | 27.39 | 28.38 | 7.01 | 21.37 | 8.1 | 1000 | 792.3 | 0.0152 | 0 | 0.8454 | 0.175
Kadmat | 2025-10-07 22:00 | 10 | 280 | 22 | 3.22 | 0 | 27.14 | 28.34 | 7.01 | 21.33 | 8.61 | 1000 | 678 | 0.0168 | 0 | 0.841 | 0.186
Kadmat | 2025-10-07 23:00 | 10 | 280 | 23 | 3.12 | 0 | 26.83 | 28.31 | 7.01 | 21.29 | 8.88 | 1000 | 598 | 0.0135 | 0 | 0.8369 | 0.1918
Kadmat | 2025-10-08 00:00 | 10 | 281 | 0 | 3.54 | 0 | 26.72 | 28.28 | 7.01 | 21.26 | 8.48 | 1000 | 516.7 | 0.0288 | 0 | 0.8334 | 0.1831
Kadmat | 2025-10-08 01:00 | 10 | 281 | 1 | 3.93 | 0 | 26.6 | 28.25 | 7.01 | 21.24 | 8.23 | 1000 | 445.1 | 0.047 | 0 | 0.8307 | 0.1779
Kadmat | 2025-10-08 02:00 | 10 | 281 | 2 | 4.29 | 0 | 26.89 | 28.24 | 7.01 | 21.23 | 7.18 | 1000 | 436.7 | 0.0684 | 0 | 0.8291 | 0.155
Kadmat | 2025-10-08 03:00 | 10 | 281 | 3 | 4.87 | 0 | 26.86 | 28.24 | 7.01 | 21.22 | 6.8 | 1000 | 449 | 0.1076 | 0 | 0.8286 | 0.1469
Kadmat | 2025-10-08 04:00 | 10 | 281 | 4 | 4.97 | 0 | 26.87 | 28.24 | 7.01 | 21.23 | 7.27 | 1000 | 415.9 | 0.1148 | 0 | 0.8293 | 0.1571
Kadmat | 2025-10-08 05:00 | 10 | 281 | 5 | 4.05 | 0 | 27.22 | 28.26 | 7.01 | 21.24 | 6.9 | 1000 | 490.2 | 0.0535 | 0 | 0.8312 | 0.1491
Kadmat | 2025-10-08 06:00 | 10 | 281 | 6 | 4.11 | 0 | 27.47 | 28.28 | 7.01 | 21.27 | 6.66 | 1000 | 569.5 | 0.0572 | 0 | 0.834 | 0.1438
Kadmat | 2025-10-08 07:00 | 10 | 281 | 7 | 3.41 | 180.2 | 27.84 | 28.31 | 7.01 | 21.3 | 7.88 | 1000 | 614.7 | 0.0236 | 0.1542 | 0.8377 | 0.1703
Kadmat | 2025-10-08 08:00 | 10 | 281 | 8 | 2.84 | 378.9 | 28.11 | 28.35 | 7.01 | 21.34 | 7.9 | 1000 | 656.2 | 0.0061 | 0.3191 | 0.842 | 0.1706
Kadmat | 2025-10-08 09:00 | 10 | 281 | 9 | 3.86 | 487 | 28.17 | 28.39 | 7.01 | 21.38 | 7.46 | 1000 | 694.6 | 0.044 | 0.4067 | 0.8466 | 0.1612
Kadmat | 2025-10-08 10:00 | 10 | 281 | 10 | 3.75 | 733.7 | 28.35 | 28.43 | 7.01 | 21.42 | 6.39 | 1000 | 672.9 | 0.0388 | 0.6007 | 0.8512 | 0.1381
Kadmat | 2025-10-08 11:00 | 10 | 281 | 11 | 4.1 | 747.9 | 28.68 | 28.47 | 7.01 | 21.45 | 5.89 | 1000 | 710 | 0.0562 | 0.6109 | 0.8555 | 0.1273
Kadmat | 2025-10-08 12:00 | 10 | 281 | 12 | 4.23 | 865 | 28.78 | 28.5 | 7.01 | 21.49 | 5.99 | 1000 | 740.6 | 0.0643 | 0.6999 | 0.8593 | 0.1294
Kadmat | 2025-10-08 13:00 | 10 | 281 | 13 | 3.72 | 747.5 | 29.01 | 28.52 | 7.01 | 21.51 | 5.44 | 1000 | 712.4 | 0.0373 | 0.6099 | 0.8621 | 0.1175
Kadmat | 2025-10-08 14:00 | 10 | 281 | 14 | 3.45 | 758.3 | 29.18 | 28.54 | 7.01 | 21.53 | 5.52 | 1000 | 728.8 | 0.0252 | 0.6178 | 0.864 | 0.1193
Kadmat | 2025-10-08 15:00 | 10 | 281 | 15 | 3.41 | 581.9 | 29.08 | 28.55 | 7.01 | 21.53 | 5.33 | 1000 | 671.8 | 0.0238 | 0.4808 | 0.8647 | 0.115
Kadmat | 2025-10-08 16:00 | 10 | 281 | 16 | 2.45 | 392.9 | 28.79 | 28.54 | 7.01 | 21.53 | 5.24 | 1000 | 715.7 | 0 | 0.3297 | 0.8642 | 0.1131
Kadmat | 2025-10-08 17:00 | 10 | 281 | 17 | 1.87 | 128.9 | 28.76 | 28.53 | 7.01 | 21.51 | 4.86 | 1000 | 826.3 | 0 | 0.1104 | 0.8626 | 0.1049
Kadmat | 2025-10-08 18:00 | 10 | 281 | 18 | 1.28 | 0 | 28.49 | 28.5 | 7.01 | 21.49 | 4.71 | 1000 | 833.2 | 0 | 0 | 0.8599 | 0.1018
Kadmat | 2025-10-08 19:00 | 10 | 281 | 19 | 1.19 | 0 | 28.14 | 28.47 | 7.01 | 21.46 | 4.68 | 1000 | 857 | 0 | 0 | 0.8564 | 0.1012
Kadmat | 2025-10-08 20:00 | 10 | 281 | 20 | 1.09 | 0 | 28.06 | 28.44 | 7.01 | 21.43 | 4.7 | 1000 | 848.8 | 0 | 0 | 0.8522 | 0.1015
Kadmat | 2025-10-08 21:00 | 10 | 281 | 21 | 0.87 | 0 | 27.67 | 28.4 | 7.01 | 21.39 | 4.84 | 1000 | 791.7 | 0 | 0 | 0.8478 | 0.1045
Kadmat | 2025-10-08 22:00 | 10 | 281 | 22 | 1 | 0 | 27.38 | 28.36 | 7.01 | 21.35 | 5.05 | 1000 | 673.7 | 0 | 0 | 0.8434 | 0.109
Kadmat | 2025-10-08 23:00 | 10 | 281 | 23 | 0.85 | 0 | 27.06 | 28.33 | 7.01 | 21.31 | 4.38 | 1000 | 610.1 | 0 | 0 | 0.8393 | 0.0947
Kadmat | 2025-10-09 00:00 | 10 | 282 | 0 | 0.61 | 0 | 26.7 | 28.3 | 7.01 | 21.28 | 4.41 | 1000 | 469.8 | 0 | 0 | 0.8359 | 0.0952
Kadmat | 2025-10-09 01:00 | 10 | 282 | 1 | 0.56 | 0 | 26.44 | 28.27 | 7.01 | 21.26 | 4.06 | 1000 | 454 | 0 | 0 | 0.8332 | 0.0876
Kadmat | 2025-10-09 02:00 | 10 | 282 | 2 | 0.61 | 0 | 26.32 | 28.26 | 7.01 | 21.25 | 3.83 | 1000 | 432.7 | 0 | 0 | 0.8316 | 0.0828
Kadmat | 2025-10-09 03:00 | 10 | 282 | 3 | 0.66 | 0 | 26.33 | 28.25 | 7.01 | 21.24 | 3.77 | 1000 | 439.8 | 0 | 0 | 0.8311 | 0.0814
Kadmat | 2025-10-09 04:00 | 10 | 282 | 4 | 0.66 | 0 | 26.72 | 28.26 | 7.01 | 21.25 | 4.11 | 1000 | 437.4 | 0 | 0 | 0.8318 | 0.0888
Kadmat | 2025-10-09 05:00 | 10 | 282 | 5 | 0.97 | 0 | 26.83 | 28.28 | 7.01 | 21.26 | 3.79 | 1000 | 498.4 | 0 | 0 | 0.8336 | 0.0818
Kadmat | 2025-10-09 06:00 | 10 | 282 | 6 | 0.92 | 0 | 27.21 | 28.3 | 7.01 | 21.29 | 4.01 | 1000 | 546.9 | 0 | 0 | 0.8365 | 0.0866
Kadmat | 2025-10-09 07:00 | 10 | 282 | 7 | 0.5 | 125.9 | 27.35 | 28.33 | 7.01 | 21.32 | 4.4 | 1000 | 594.3 | 0 | 0.1084 | 0.8402 | 0.0951
Kadmat | 2025-10-09 08:00 | 10 | 282 | 8 | 0.98 | 266.1 | 27.52 | 28.37 | 7.01 | 21.36 | 4.54 | 1000 | 644 | 0 | 0.2265 | 0.8445 | 0.0981
Kadmat | 2025-10-09 09:00 | 10 | 282 | 9 | 1.3 | 438.6 | 27.94 | 28.41 | 7.01 | 21.4 | 4.74 | 1000 | 670.2 | 0 | 0.3679 | 0.8491 | 0.1023
Kadmat | 2025-10-09 10:00 | 10 | 282 | 10 | 1.57 | 531.2 | 28.28 | 28.45 | 7.01 | 21.44 | 4.37 | 1000 | 711.4 | 0 | 0.4419 | 0.8537 | 0.0943
Kadmat | 2025-10-09 11:00 | 10 | 282 | 11 | 1.29 | 582.6 | 28.66 | 28.49 | 7.01 | 21.47 | 3.98 | 1000 | 716.2 | 0 | 0.4821 | 0.858 | 0.0859
Kadmat | 2025-10-09 12:00 | 10 | 282 | 12 | 1.01 | 633.2 | 29.09 | 28.52 | 7.01 | 21.51 | 3.91 | 1000 | 699 | 0 | 0.5211 | 0.8617 | 0.0844
Kadmat | 2025-10-09 13:00 | 10 | 282 | 13 | 1.7 | 665.2 | 29.33 | 28.54 | 7.01 | 21.53 | 3.16 | 1000 | 716.3 | 0 | 0.5456 | 0.8646 | 0.0683
Kadmat | 2025-10-09 14:00 | 10 | 282 | 14 | 2.29 | 532.3 | 29.36 | 28.56 | 7.01 | 21.55 | 3.23 | 1000 | 731 | 0 | 0.4411 | 0.8665 | 0.0698
Kadmat | 2025-10-09 15:00 | 10 | 282 | 15 | 1.66 | 432.1 | 29.3 | 28.56 | 7.01 | 21.55 | 3.31 | 1000 | 658.6 | 0 | 0.3609 | 0.8672 | 0.0714
Kadmat | 2025-10-09 16:00 | 10 | 282 | 16 | 1.48 | 271.3 | 29.22 | 28.56 | 7.01 | 21.55 | 2.8 | 1000 | 729 | 0 | 0.2294 | 0.8667 | 0.0605
Kadmat | 2025-10-09 17:00 | 10 | 282 | 17 | 1.73 | 100.5 | 29.13 | 28.55 | 7.01 | 21.54 | 2.82 | 1000 | 805.8 | 0 | 0.0861 | 0.865 | 0.061
Kadmat | 2025-10-09 18:00 | 10 | 282 | 18 | 1.93 | 0 | 28.92 | 28.52 | 7.01 | 21.51 | 2.82 | 1000 | 894.1 | 0 | 0 | 0.8624 | 0.0609
Kadmat | 2025-10-09 19:00 | 10 | 282 | 19 | 1.24 | 0 | 28.59 | 28.49 | 7.01 | 21.48 | 2.61 | 1000 | 840.5 | 0 | 0 | 0.8588 | 0.0563
Kadmat | 2025-10-09 20:00 | 10 | 282 | 20 | 1.8 | 0 | 27.97 | 28.46 | 7.01 | 21.45 | 2.51 | 1000 | 873.3 | 0 | 0 | 0.8547 | 0.0542
Kadmat | 2025-10-09 21:00 | 10 | 282 | 21 | 2.18 | 0 | 27.53 | 28.42 | 7.01 | 21.41 | 2.94 | 1000 | 777.5 | 0 | 0 | 0.8503 | 0.0636
Kadmat | 2025-10-09 22:00 | 10 | 282 | 22 | 1.07 | 0 | 27.06 | 28.38 | 7.01 | 21.37 | 3.13 | 1000 | 675.6 | 0 | 0 | 0.8459 | 0.0677
Kadmat | 2025-10-09 23:00 | 10 | 282 | 23 | 1.22 | 0 | 26.82 | 28.35 | 7.01 | 21.34 | 3.05 | 1000 | 568.3 | 0 | 0 | 0.8418 | 0.066
Kadmat | 2025-10-10 00:00 | 10 | 283 | 0 | 1.1 | 0 | 26.5 | 28.32 | 7.01 | 21.31 | 3.25 | 1000 | 488 | 0 | 0 | 0.8383 | 0.0701
Kadmat | 2025-10-10 01:00 | 10 | 283 | 1 | 1.46 | 0 | 26.67 | 28.29 | 7.01 | 21.28 | 3.18 | 1000 | 464.5 | 0 | 0 | 0.8357 | 0.0686
Kadmat | 2025-10-10 02:00 | 10 | 283 | 2 | 1.38 | 0 | 26.56 | 28.28 | 7.01 | 21.27 | 2.92 | 1000 | 438.3 | 0 | 0 | 0.834 | 0.063
Kadmat | 2025-10-10 03:00 | 10 | 283 | 3 | 1.48 | 0 | 26.7 | 28.27 | 7.01 | 21.26 | 2.8 | 1000 | 450.6 | 0 | 0 | 0.8335 | 0.0604
Kadmat | 2025-10-10 04:00 | 10 | 283 | 4 | 1.43 | 0 | 26.46 | 28.28 | 7.01 | 21.27 | 3.08 | 1000 | 432.3 | 0 | 0 | 0.8342 | 0.0665
Kadmat | 2025-10-10 05:00 | 10 | 283 | 5 | 2.42 | 0 | 26.93 | 28.3 | 7.01 | 21.29 | 3.15 | 1000 | 460.7 | 0 | 0 | 0.8361 | 0.0681
Kadmat | 2025-10-10 06:00 | 10 | 283 | 6 | 2.54 | 0 | 27.33 | 28.32 | 7.01 | 21.31 | 2.76 | 1000 | 566.7 | 0.0008 | 0 | 0.8389 | 0.0597
Kadmat | 2025-10-10 07:00 | 10 | 283 | 7 | 2.83 | 112.1 | 27.6 | 28.35 | 7.01 | 21.34 | 2.74 | 1000 | 605.6 | 0.0059 | 0.0965 | 0.8426 | 0.0593
Kadmat | 2025-10-10 08:00 | 10 | 283 | 8 | 2.53 | 279.9 | 28.03 | 28.39 | 7.01 | 21.38 | 2.7 | 1000 | 655.4 | 0.0006 | 0.2376 | 0.8469 | 0.0583
Kadmat | 2025-10-10 09:00 | 10 | 283 | 9 | 2.35 | 468.3 | 28.48 | 28.43 | 7.01 | 21.42 | 2.62 | 1000 | 658.4 | 0 | 0.3912 | 0.8516 | 0.0565
Kadmat | 2025-10-10 10:00 | 10 | 283 | 10 | 1.76 | 511.2 | 28.9 | 28.47 | 7.01 | 21.46 | 3.17 | 1000 | 677.4 | 0 | 0.425 | 0.8562 | 0.0685
Kadmat | 2025-10-10 11:00 | 10 | 283 | 11 | 2.13 | 547.6 | 29.11 | 28.51 | 7.01 | 21.5 | 2.79 | 1000 | 703.7 | 0 | 0.4536 | 0.8605 | 0.0603
Kadmat | 2025-10-10 12:00 | 10 | 283 | 12 | 1.94 | 689.4 | 29.25 | 28.54 | 7.01 | 21.53 | 2.9 | 1000 | 673.3 | 0 | 0.5645 | 0.8642 | 0.0626
Kadmat | 2025-10-10 13:00 | 10 | 283 | 13 | 2.02 | 592.9 | 29.37 | 28.56 | 7.01 | 21.55 | 2.58 | 1000 | 674.2 | 0 | 0.489 | 0.8671 | 0.0558
Kadmat | 2025-10-10 14:00 | 10 | 283 | 14 | 1.77 | 497.8 | 29.6 | 28.58 | 7.01 | 21.57 | 2.35 | 1000 | 708.8 | 0 | 0.4132 | 0.869 | 0.0507
Kadmat | 2025-10-10 15:00 | 10 | 283 | 15 | 2.5 | 384 | 29.56 | 28.58 | 7.01 | 21.57 | 2.27 | 1000 | 657.4 | 0 | 0.3216 | 0.8697 | 0.049
Kadmat | 2025-10-10 16:00 | 10 | 283 | 16 | 1.61 | 238 | 29.26 | 28.58 | 7.01 | 21.57 | 2.31 | 1000 | 730.8 | 0 | 0.2018 | 0.8692 | 0.0498
Kadmat | 2025-10-10 17:00 | 10 | 283 | 17 | 1.01 | 90.1 | 28.99 | 28.57 | 7.01 | 21.56 | 2.57 | 1000 | 808.6 | 0 | 0.0773 | 0.8675 | 0.0554
Kadmat | 2025-10-10 18:00 | 10 | 283 | 18 | 1.26 | 0 | 28.67 | 28.54 | 7.01 | 21.53 | 2.33 | 1000 | 833.8 | 0 | 0 | 0.8649 | 0.0503
Kadmat | 2025-10-10 19:00 | 10 | 283 | 19 | 1.67 | 0 | 28.37 | 28.51 | 7.01 | 21.5 | 2.28 | 1000 | 865.4 | 0 | 0 | 0.8613 | 0.0492
Kadmat | 2025-10-10 20:00 | 10 | 283 | 20 | 2.15 | 0 | 28 | 28.48 | 7.01 | 21.47 | 2.34 | 1000 | 852.5 | 0 | 0 | 0.8572 | 0.0505
Kadmat | 2025-10-10 21:00 | 10 | 283 | 21 | 2.14 | 0 | 27.54 | 28.44 | 7.01 | 21.43 | 2.34 | 1000 | 759.4 | 0 | 0 | 0.8528 | 0.0505
Kadmat | 2025-10-10 22:00 | 10 | 283 | 22 | 1.75 | 0 | 27.02 | 28.4 | 7.01 | 21.39 | 2.37 | 1000 | 693.4 | 0 | 0 | 0.8484 | 0.0512
Kadmat | 2025-10-10 23:00 | 10 | 283 | 23 | 1.62 | 0 | 26.7 | 28.37 | 7.01 | 21.36 | 2.7 | 1000 | 592.4 | 0 | 0 | 0.8443 | 0.0583
Kadmat | 2025-10-11 00:00 | 10 | 284 | 0 | 1.63 | 0 | 26.21 | 28.34 | 7.01 | 21.33 | 2.95 | 1000 | 487.3 | 0 | 0 | 0.8408 | 0.0638
Kadmat | 2025-10-11 01:00 | 10 | 284 | 1 | 1.48 | 0 | 26.28 | 28.31 | 7.01 | 21.3 | 3.22 | 1000 | 445.4 | 0 | 0 | 0.8381 | 0.0696
Kadmat | 2025-10-11 02:00 | 10 | 284 | 2 | 1.42 | 0 | 26.12 | 28.3 | 7.01 | 21.29 | 3.98 | 1000 | 431 | 0 | 0 | 0.8365 | 0.086
Kadmat | 2025-10-11 03:00 | 10 | 284 | 3 | 1.55 | 0 | 26.15 | 28.29 | 7.01 | 21.29 | 3.98 | 1000 | 432 | 0 | 0 | 0.836 | 0.0859
Kadmat | 2025-10-11 04:00 | 10 | 284 | 4 | 1.75 | 0 | 26.15 | 28.3 | 7.01 | 21.29 | 3.89 | 1000 | 463.2 | 0 | 0 | 0.8367 | 0.0841
Kadmat | 2025-10-11 05:00 | 10 | 284 | 5 | 1.41 | 0 | 26.48 | 28.32 | 7.01 | 21.31 | 4.03 | 1000 | 489.3 | 0 | 0 | 0.8385 | 0.087
Kadmat | 2025-10-11 06:00 | 10 | 284 | 6 | 0.82 | 0 | 26.77 | 28.34 | 7.01 | 21.33 | 4.25 | 1000 | 533.4 | 0 | 0 | 0.8414 | 0.0918
Kadmat | 2025-10-11 07:00 | 10 | 284 | 7 | 1.73 | 156.8 | 27.14 | 28.37 | 7.01 | 21.36 | 4.49 | 1000 | 583.7 | 0 | 0.1347 | 0.8451 | 0.0969
Kadmat | 2025-10-11 08:00 | 10 | 284 | 8 | 2 | 412.3 | 27.67 | 28.41 | 7.01 | 21.4 | 3.76 | 1000 | 647.2 | 0 | 0.3469 | 0.8494 | 0.0811
Kadmat | 2025-10-11 09:00 | 10 | 284 | 9 | 1.77 | 526.7 | 27.88 | 28.45 | 7.01 | 21.44 | 3.7 | 1000 | 641.3 | 0 | 0.439 | 0.854 | 0.08
Kadmat | 2025-10-11 10:00 | 10 | 284 | 10 | 3.08 | 628.6 | 28.1 | 28.49 | 7.01 | 21.48 | 3.55 | 1000 | 687.9 | 0.0119 | 0.5194 | 0.8587 | 0.0767
Kadmat | 2025-10-11 11:00 | 10 | 284 | 11 | 4.87 | 833.7 | 28.56 | 28.53 | 7.01 | 21.52 | 3.68 | 1000 | 712.8 | 0.1078 | 0.6768 | 0.863 | 0.0794
Kadmat | 2025-10-11 12:00 | 10 | 284 | 12 | 6.17 | 792.4 | 28.81 | 28.56 | 7.01 | 21.55 | 3.92 | 1000 | 705.6 | 0.2269 | 0.6447 | 0.8667 | 0.0846
Kadmat | 2025-10-11 13:00 | 10 | 284 | 13 | 6.83 | 746.6 | 28.85 | 28.58 | 7.01 | 21.57 | 3.89 | 1000 | 630 | 0.308 | 0.6096 | 0.8696 | 0.084
Kadmat | 2025-10-11 14:00 | 10 | 284 | 14 | 6.26 | 638.9 | 28.95 | 28.6 | 7.01 | 21.59 | 4.71 | 1000 | 693.9 | 0.2372 | 0.5258 | 0.8715 | 0.1018
Kadmat | 2025-10-11 15:00 | 10 | 284 | 15 | 5.39 | 514.7 | 28.88 | 28.6 | 7.01 | 21.6 | 4.53 | 1000 | 691.2 | 0.1492 | 0.4278 | 0.8722 | 0.0979
Kadmat | 2025-10-11 16:00 | 10 | 284 | 16 | 4.57 | 317.2 | 28.82 | 28.6 | 7.01 | 21.59 | 4.78 | 1000 | 693.4 | 0.0862 | 0.2677 | 0.8717 | 0.1033
Kadmat | 2025-10-11 17:00 | 10 | 284 | 17 | 3.59 | 125.8 | 28.65 | 28.59 | 7.01 | 21.58 | 5.37 | 1000 | 776 | 0.031 | 0.1078 | 0.87 | 0.116
Kadmat | 2025-10-11 18:00 | 10 | 284 | 18 | 3.56 | 0 | 28.56 | 28.56 | 7.01 | 21.55 | 5.34 | 1000 | 894.8 | 0.0297 | 0 | 0.8673 | 0.1153
Kadmat | 2025-10-11 19:00 | 10 | 284 | 19 | 3.85 | 0 | 28.14 | 28.53 | 7.01 | 21.52 | 5.14 | 1000 | 907.8 | 0.0433 | 0 | 0.8638 | 0.1109
Kadmat | 2025-10-11 20:00 | 10 | 284 | 20 | 4.77 | 0 | 27.61 | 28.5 | 7.01 | 21.49 | 4.9 | 1000 | 871.4 | 0.1005 | 0 | 0.8597 | 0.1058
Kadmat | 2025-10-11 21:00 | 10 | 284 | 21 | 4.2 | 0 | 27.2 | 28.46 | 7.01 | 21.45 | 5.36 | 1000 | 755.2 | 0.0624 | 0 | 0.8553 | 0.1157
Kadmat | 2025-10-11 22:00 | 10 | 284 | 22 | 4.56 | 0 | 26.88 | 28.42 | 7.01 | 21.41 | 5.22 | 1000 | 684.4 | 0.0856 | 0 | 0.8509 | 0.1128
Kadmat | 2025-10-11 23:00 | 10 | 284 | 23 | 4.61 | 0 | 26.62 | 28.39 | 7.01 | 21.38 | 5.62 | 1000 | 553.2 | 0.0886 | 0 | 0.8468 | 0.1213
Kadmat | 2025-10-12 00:00 | 10 | 285 | 0 | 3.78 | 0 | 26.36 | 28.36 | 7.01 | 21.35 | 5.76 | 1000 | 483.4 | 0.04 | 0 | 0.8433 | 0.1244
Kadmat | 2025-10-12 01:00 | 10 | 285 | 1 | 3.47 | 0 | 26.19 | 28.33 | 7.01 | 21.33 | 6.05 | 1000 | 454.6 | 0.0258 | 0 | 0.8406 | 0.1307
Kadmat | 2025-10-12 02:00 | 10 | 285 | 2 | 3.39 | 0 | 26.36 | 28.32 | 7.01 | 21.31 | 6.1 | 1000 | 428.6 | 0.0229 | 0 | 0.839 | 0.1318
Kadmat | 2025-10-12 03:00 | 10 | 285 | 3 | 2.43 | 0 | 26.21 | 28.31 | 7.01 | 21.31 | 6.2 | 1000 | 407.6 | 0 | 0 | 0.8385 | 0.1339
Kadmat | 2025-10-12 04:00 | 10 | 285 | 4 | 2.1 | 0 | 26.23 | 28.32 | 7.01 | 21.31 | 5.67 | 1000 | 448.9 | 0 | 0 | 0.8392 | 0.1225
Kadmat | 2025-10-12 05:00 | 10 | 285 | 5 | 1.71 | 0 | 26.66 | 28.34 | 7.01 | 21.33 | 5.56 | 1000 | 497 | 0 | 0 | 0.841 | 0.1201
Kadmat | 2025-10-12 06:00 | 10 | 285 | 6 | 1.55 | 0 | 27.13 | 28.36 | 7.01 | 21.35 | 5.61 | 1000 | 516.6 | 0 | 0 | 0.8439 | 0.1212
Kadmat | 2025-10-12 07:00 | 10 | 285 | 7 | 1.86 | 208 | 27.59 | 28.39 | 7.01 | 21.39 | 6.76 | 1000 | 627 | 0 | 0.1777 | 0.8476 | 0.1459
Kadmat | 2025-10-12 08:00 | 10 | 285 | 8 | 2.04 | 420.6 | 27.94 | 28.43 | 7.01 | 21.42 | 6.94 | 1000 | 634.7 | 0 | 0.3533 | 0.8519 | 0.15
Kadmat | 2025-10-12 09:00 | 10 | 285 | 9 | 2 | 594.3 | 28.09 | 28.47 | 7.01 | 21.46 | 6.07 | 1000 | 643.5 | 0 | 0.4924 | 0.8565 | 0.1311
Kadmat | 2025-10-12 10:00 | 10 | 285 | 10 | 2.78 | 777.3 | 28.39 | 28.51 | 7.01 | 21.5 | 5.83 | 1000 | 668.3 | 0.0051 | 0.6342 | 0.8611 | 0.1259
Kadmat | 2025-10-12 11:00 | 10 | 285 | 11 | 2.24 | 764.4 | 28.86 | 28.55 | 7.01 | 21.54 | 5.87 | 1000 | 690.5 | 0 | 0.6232 | 0.8655 | 0.1268
Kadmat | 2025-10-12 12:00 | 10 | 285 | 12 | 1.62 | 934.3 | 29.07 | 28.58 | 7.01 | 21.57 | 6.19 | 1000 | 741.5 | 0 | 0.751 | 0.8692 | 0.1338
Kadmat | 2025-10-12 13:00 | 10 | 285 | 13 | 1.34 | 900.7 | 29.55 | 28.6 | 7.01 | 21.6 | 6.01 | 1000 | 671.5 | 0 | 0.7246 | 0.8721 | 0.1298
Kadmat | 2025-10-12 14:00 | 10 | 285 | 14 | 1.05 | 756.5 | 29.53 | 28.62 | 7.01 | 21.61 | 5.66 | 1000 | 684.2 | 0 | 0.6155 | 0.874 | 0.1222
Kadmat | 2025-10-12 15:00 | 10 | 285 | 15 | 1.25 | 601.8 | 29.59 | 28.62 | 7.01 | 21.62 | 5.37 | 1000 | 685.7 | 0 | 0.4955 | 0.8747 | 0.116
Kadmat | 2025-10-12 16:00 | 10 | 285 | 16 | 1.32 | 404.6 | 29.34 | 28.62 | 7.01 | 21.61 | 5.99 | 1000 | 683.7 | 0 | 0.3386 | 0.8742 | 0.1294
Kadmat | 2025-10-12 17:00 | 10 | 285 | 17 | 1.56 | 147 | 28.97 | 28.61 | 7.01 | 21.6 | 5.62 | 1000 | 798.2 | 0 | 0.1256 | 0.8725 | 0.1214
Kadmat | 2025-10-12 18:00 | 10 | 285 | 18 | 1.54 | 0 | 28.59 | 28.58 | 7.01 | 21.58 | 6.62 | 1000 | 882.5 | 0 | 0 | 0.8698 | 0.1429
Kadmat | 2025-10-12 19:00 | 10 | 285 | 19 | 0.59 | 0 | 28.28 | 28.55 | 7.01 | 21.55 | 6.23 | 1000 | 864.6 | 0 | 0 | 0.8663 | 0.1345
Kadmat | 2025-10-12 20:00 | 10 | 285 | 20 | 0.52 | 0 | 27.84 | 28.52 | 7.01 | 21.51 | 6.66 | 1000 | 859.2 | 0 | 0 | 0.8622 | 0.1438
Kadmat | 2025-10-12 21:00 | 10 | 285 | 21 | 0.67 | 0 | 27.42 | 28.48 | 7.01 | 21.47 | 6.38 | 1000 | 770.3 | 0 | 0 | 0.8578 | 0.1378
Kadmat | 2025-10-12 22:00 | 10 | 285 | 22 | 1.01 | 0 | 27.08 | 28.44 | 7.01 | 21.43 | 6.08 | 1000 | 728.6 | 0 | 0 | 0.8533 | 0.1314
Kadmat | 2025-10-12 23:00 | 10 | 285 | 23 | 0.94 | 0 | 26.97 | 28.41 | 7.01 | 21.4 | 4.77 | 1000 | 566.4 | 0 | 0 | 0.8492 | 0.103
Kadmat | 2025-10-13 00:00 | 10 | 286 | 0 | 0.98 | 0 | 26.76 | 28.38 | 7.01 | 21.37 | 5.29 | 1000 | 510.7 | 0 | 0 | 0.8457 | 0.1142
Kadmat | 2025-10-13 01:00 | 10 | 286 | 1 | 1.07 | 0 | 26.61 | 28.35 | 7.01 | 21.35 | 5.44 | 1000 | 450.8 | 0 | 0 | 0.8431 | 0.1175
Kadmat | 2025-10-13 02:00 | 10 | 286 | 2 | 0.84 | 0 | 26.8 | 28.34 | 7.01 | 21.33 | 4.6 | 1000 | 442 | 0 | 0 | 0.8414 | 0.0993
Kadmat | 2025-10-13 03:00 | 10 | 286 | 3 | 0.87 | 0 | 26.62 | 28.33 | 7.01 | 21.33 | 4.35 | 1000 | 413.9 | 0 | 0 | 0.8409 | 0.094
Kadmat | 2025-10-13 04:00 | 10 | 286 | 4 | 1.24 | 0 | 26.76 | 28.34 | 7.01 | 21.33 | 4 | 1000 | 426.1 | 0 | 0 | 0.8416 | 0.0864
Kadmat | 2025-10-13 05:00 | 10 | 286 | 5 | 1.78 | 0 | 26.91 | 28.36 | 7.01 | 21.35 | 4.38 | 1000 | 471 | 0 | 0 | 0.8435 | 0.0945
Kadmat | 2025-10-13 06:00 | 10 | 286 | 6 | 2.02 | 0 | 27.27 | 28.38 | 7.01 | 21.37 | 4.11 | 1000 | 564.8 | 0 | 0 | 0.8463 | 0.0887
Kadmat | 2025-10-13 07:00 | 10 | 286 | 7 | 1.33 | 167.5 | 27.83 | 28.41 | 7.01 | 21.41 | 3.35 | 1000 | 603.2 | 0 | 0.1435 | 0.8501 | 0.0723
Kadmat | 2025-10-13 08:00 | 10 | 286 | 8 | 2 | 334.1 | 28.15 | 28.45 | 7.01 | 21.44 | 3.21 | 1000 | 618 | 0 | 0.2823 | 0.8544 | 0.0692
Kadmat | 2025-10-13 09:00 | 10 | 286 | 9 | 2.21 | 566.2 | 28.51 | 28.49 | 7.01 | 21.48 | 3.47 | 1000 | 702.9 | 0 | 0.4694 | 0.859 | 0.075
Kadmat | 2025-10-13 10:00 | 10 | 286 | 10 | 2.44 | 657.3 | 28.98 | 28.53 | 7.01 | 21.52 | 3.22 | 1000 | 731 | 0 | 0.5402 | 0.8636 | 0.0696
Kadmat | 2025-10-13 11:00 | 10 | 286 | 11 | 2.58 | 846.4 | 29.23 | 28.57 | 7 | 21.56 | 3.41 | 1000 | 708.3 | 0.0014 | 0.6846 | 0.868 | 0.0738
Kadmat | 2025-10-13 12:00 | 10 | 286 | 12 | 3.15 | 737.4 | 29.52 | 28.6 | 7 | 21.59 | 3.51 | 1000 | 716.6 | 0.0146 | 0.601 | 0.8717 | 0.0757
Kadmat | 2025-10-13 13:00 | 10 | 286 | 13 | 3.63 | 778.5 | 29.71 | 28.62 | 7 | 21.62 | 3.53 | 1000 | 692.1 | 0.0329 | 0.632 | 0.8746 | 0.0763
Kadmat | 2025-10-13 14:00 | 10 | 286 | 14 | 2.82 | 572.1 | 29.76 | 28.64 | 7 | 21.63 | 3.66 | 1000 | 689.3 | 0.0057 | 0.4718 | 0.8765 | 0.0791
Kadmat | 2025-10-13 15:00 | 10 | 286 | 15 | 2.49 | 588.3 | 29.79 | 28.64 | 7 | 21.64 | 3.46 | 1000 | 697.3 | 0 | 0.4846 | 0.8772 | 0.0748
Kadmat | 2025-10-13 16:00 | 10 | 286 | 16 | 3.43 | 373.7 | 29.62 | 28.64 | 7 | 21.63 | 3.31 | 1000 | 720.6 | 0.0243 | 0.3132 | 0.8767 | 0.0715
Kadmat | 2025-10-13 17:00 | 10 | 286 | 17 | 3.46 | 127.9 | 29.6 | 28.62 | 7 | 21.62 | 3.8 | 1000 | 782.4 | 0.0257 | 0.1092 | 0.875 | 0.0821
Kadmat | 2025-10-13 18:00 | 10 | 286 | 18 | 4.03 | 0 | 29.17 | 28.6 | 7 | 21.6 | 4.11 | 1000 | 856.5 | 0.052 | 0 | 0.8723 | 0.0888
Kadmat | 2025-10-13 19:00 | 10 | 286 | 19 | 4.72 | 0 | 28.84 | 28.57 | 7 | 21.57 | 3.89 | 1000 | 876.2 | 0.0969 | 0 | 0.8688 | 0.084
Kadmat | 2025-10-13 20:00 | 10 | 286 | 20 | 5.07 | 0 | 28.41 | 28.54 | 7 | 21.53 | 3.78 | 1000 | 905.5 | 0.1231 | 0 | 0.8647 | 0.0817
Kadmat | 2025-10-13 21:00 | 10 | 286 | 21 | 5.44 | 0 | 27.96 | 28.5 | 7 | 21.49 | 3.81 | 1000 | 825.1 | 0.1531 | 0 | 0.8602 | 0.0823
Kadmat | 2025-10-13 22:00 | 10 | 286 | 22 | 4.88 | 0 | 27.38 | 28.46 | 7 | 21.46 | 3.59 | 1000 | 692.9 | 0.1082 | 0 | 0.8558 | 0.0776
Kadmat | 2025-10-13 23:00 | 10 | 286 | 23 | 4.01 | 0 | 27.18 | 28.42 | 7 | 21.42 | 3.57 | 1000 | 544.1 | 0.0511 | 0 | 0.8517 | 0.0772
Kadmat | 2025-10-14 00:00 | 10 | 287 | 0 | 3.73 | 0 | 26.97 | 28.39 | 7 | 21.39 | 3.3 | 1000 | 493.7 | 0.0379 | 0 | 0.8482 | 0.0712
Kadmat | 2025-10-14 01:00 | 10 | 287 | 1 | 3.89 | 0 | 26.88 | 28.37 | 7 | 21.37 | 3.48 | 1000 | 469.9 | 0.0454 | 0 | 0.8455 | 0.0751
Kadmat | 2025-10-14 02:00 | 10 | 287 | 2 | 3.69 | 0 | 26.54 | 28.36 | 7 | 21.35 | 3.84 | 1000 | 451.9 | 0.0358 | 0 | 0.8439 | 0.0828
Kadmat | 2025-10-14 03:00 | 10 | 287 | 3 | 4.25 | 0 | 26.77 | 28.35 | 7 | 21.35 | 4.15 | 1000 | 422.6 | 0.0655 | 0 | 0.8434 | 0.0896
Kadmat | 2025-10-14 04:00 | 10 | 287 | 4 | 3.58 | 0 | 26.92 | 28.36 | 7 | 21.36 | 4.37 | 1000 | 451.5 | 0.0308 | 0 | 0.8441 | 0.0944
Kadmat | 2025-10-14 05:00 | 10 | 287 | 5 | 3.82 | 0 | 27.26 | 28.38 | 7 | 21.37 | 4.29 | 1000 | 496 | 0.0422 | 0 | 0.846 | 0.0926
Kadmat | 2025-10-14 06:00 | 10 | 287 | 6 | 5.01 | 0 | 27.51 | 28.4 | 7 | 21.4 | 4.05 | 1000 | 543.6 | 0.1175 | 0 | 0.8488 | 0.0875
Kadmat | 2025-10-14 07:00 | 10 | 287 | 7 | 5.29 | 186.7 | 27.96 | 28.43 | 7 | 21.43 | 4.05 | 1000 | 598.3 | 0.141 | 0.1596 | 0.8525 | 0.0876
Kadmat | 2025-10-14 08:00 | 10 | 287 | 8 | 6.56 | 384.7 | 28.31 | 28.47 | 7 | 21.47 | 4.25 | 1000 | 632.3 | 0.272 | 0.3236 | 0.8569 | 0.0917
Kadmat | 2025-10-14 09:00 | 10 | 287 | 9 | 6.92 | 572.8 | 28.56 | 28.51 | 7 | 21.5 | 4.05 | 1000 | 656.8 | 0.3192 | 0.4745 | 0.8615 | 0.0875
Kadmat | 2025-10-14 10:00 | 10 | 287 | 10 | 7.2 | 657.6 | 28.85 | 28.55 | 7 | 21.54 | 4.14 | 1000 | 696.2 | 0.3584 | 0.5407 | 0.8661 | 0.0894
Kadmat | 2025-10-14 11:00 | 10 | 287 | 11 | 5.58 | 738.4 | 29.21 | 28.58 | 7 | 21.58 | 3.94 | 1000 | 693.4 | 0.166 | 0.6025 | 0.8705 | 0.0851
Kadmat | 2025-10-14 12:00 | 10 | 287 | 12 | 4.81 | 855.2 | 29.65 | 28.62 | 7 | 21.61 | 3.83 | 1000 | 690 | 0.1032 | 0.6902 | 0.8742 | 0.0826
Kadmat | 2025-10-14 13:00 | 10 | 287 | 13 | 4.59 | 765.9 | 29.91 | 28.64 | 7 | 21.64 | 4.11 | 1000 | 675.8 | 0.0872 | 0.6219 | 0.8771 | 0.0888
Kadmat | 2025-10-14 14:00 | 10 | 287 | 14 | 3.9 | 683.1 | 29.96 | 28.66 | 7 | 21.65 | 3.89 | 1000 | 663.1 | 0.0457 | 0.5582 | 0.879 | 0.084
Kadmat | 2025-10-14 15:00 | 10 | 287 | 15 | 4.59 | 480.3 | 29.6 | 28.66 | 7 | 21.66 | 3.8 | 1000 | 680.3 | 0.0873 | 0.3992 | 0.8797 | 0.082
Kadmat | 2025-10-14 16:00 | 10 | 287 | 16 | 4.11 | 387.4 | 29.41 | 28.66 | 7 | 21.66 | 3.63 | 1000 | 733.4 | 0.0574 | 0.3245 | 0.8792 | 0.0784
Kadmat | 2025-10-14 17:00 | 10 | 287 | 17 | 3.42 | 106.2 | 29.31 | 28.64 | 7 | 21.64 | 3.88 | 1000 | 821 | 0.0242 | 0.0909 | 0.8775 | 0.0837
Kadmat | 2025-10-14 18:00 | 10 | 287 | 18 | 3.85 | 0 | 29.11 | 28.62 | 7 | 21.62 | 3.67 | 1000 | 860.8 | 0.0434 | 0 | 0.8748 | 0.0793
Kadmat | 2025-10-14 19:00 | 10 | 287 | 19 | 4.2 | 0 | 28.51 | 28.59 | 7 | 21.59 | 3.82 | 1000 | 868.4 | 0.0629 | 0 | 0.8713 | 0.0825
Kadmat | 2025-10-14 20:00 | 10 | 287 | 20 | 4.55 | 0 | 27.92 | 28.56 | 7 | 21.55 | 3.43 | 1000 | 889.6 | 0.0845 | 0 | 0.8672 | 0.0742
Kadmat | 2025-10-14 21:00 | 10 | 287 | 21 | 4.08 | 0 | 27.45 | 28.52 | 7 | 21.52 | 3.15 | 1000 | 775.6 | 0.0551 | 0 | 0.8627 | 0.068
Kadmat | 2025-10-14 22:00 | 10 | 287 | 22 | 3.95 | 0 | 27.07 | 28.48 | 7 | 21.48 | 3.55 | 1000 | 732.3 | 0.048 | 0 | 0.8583 | 0.0767
Kadmat | 2025-10-14 23:00 | 10 | 287 | 23 | 3.13 | 0 | 26.62 | 28.44 | 7 | 21.44 | 3.81 | 1000 | 581.9 | 0.0137 | 0 | 0.8542 | 0.0824
Kadmat | 2025-10-15 00:00 | 10 | 288 | 0 | 2.5 | 0 | 26.23 | 28.41 | 7 | 21.41 | 3.9 | 1000 | 504.8 | 0 | 0 | 0.8507 | 0.0842
Kadmat | 2025-10-15 01:00 | 10 | 288 | 1 | 2.01 | 0 | 25.83 | 28.39 | 7 | 21.39 | 4.12 | 1000 | 463.6 | 0 | 0 | 0.848 | 0.089
Kadmat | 2025-10-15 02:00 | 10 | 288 | 2 | 1.47 | 0 | 25.62 | 28.38 | 7 | 21.37 | 4.43 | 1000 | 442.9 | 0 | 0 | 0.8464 | 0.0956
Kadmat | 2025-10-15 03:00 | 10 | 288 | 3 | 1.96 | 0 | 25.88 | 28.37 | 7 | 21.37 | 4.25 | 1000 | 421.6 | 0 | 0 | 0.8459 | 0.0918
Kadmat | 2025-10-15 04:00 | 10 | 288 | 4 | 1.31 | 0 | 26.23 | 28.38 | 7 | 21.38 | 5.45 | 1000 | 444.5 | 0 | 0 | 0.8466 | 0.1178
Kadmat | 2025-10-15 05:00 | 10 | 288 | 5 | 1.5 | 0 | 26.55 | 28.39 | 7 | 21.39 | 5.7 | 1000 | 480.4 | 0 | 0 | 0.8484 | 0.1232
Kadmat | 2025-10-15 06:00 | 10 | 288 | 6 | 1.55 | 0 | 26.83 | 28.42 | 7 | 21.42 | 5.83 | 1000 | 559.2 | 0 | 0 | 0.8513 | 0.1258
Kadmat | 2025-10-15 07:00 | 10 | 288 | 7 | 1.7 | 176 | 27.17 | 28.45 | 7 | 21.45 | 6.04 | 1000 | 599.2 | 0 | 0.151 | 0.855 | 0.1304
Kadmat | 2025-10-15 08:00 | 10 | 288 | 8 | 1.36 | 364.7 | 27.72 | 28.49 | 7 | 21.49 | 5.96 | 1000 | 640.6 | 0 | 0.3079 | 0.8593 | 0.1288
Kadmat | 2025-10-15 09:00 | 10 | 288 | 9 | 1.29 | 604 | 28.24 | 28.53 | 7 | 21.53 | 6.29 | 1000 | 651 | 0 | 0.4997 | 0.864 | 0.1358
Kadmat | 2025-10-15 10:00 | 10 | 288 | 10 | 1.14 | 572.6 | 28.57 | 28.57 | 7 | 21.57 | 5.9 | 1000 | 687.9 | 0 | 0.4744 | 0.8686 | 0.1275
Kadmat | 2025-10-15 11:00 | 10 | 288 | 11 | 1.91 | 752.5 | 29.07 | 28.6 | 7 | 21.6 | 5.8 | 1000 | 702.2 | 0 | 0.6136 | 0.873 | 0.1252
Kadmat | 2025-10-15 12:00 | 10 | 288 | 12 | 2.13 | 744.8 | 29.21 | 28.64 | 7 | 21.63 | 5.56 | 1000 | 689.3 | 0 | 0.6074 | 0.8767 | 0.1201
Kadmat | 2025-10-15 13:00 | 10 | 288 | 13 | 2.79 | 779.2 | 29.3 | 28.66 | 7 | 21.66 | 5.17 | 1000 | 681 | 0.0052 | 0.6335 | 0.8796 | 0.1117
Kadmat | 2025-10-15 14:00 | 10 | 288 | 14 | 2.43 | 558 | 29.47 | 28.68 | 7 | 21.68 | 4.77 | 1000 | 693.5 | 0 | 0.4612 | 0.8815 | 0.103
Kadmat | 2025-10-15 15:00 | 10 | 288 | 15 | 1.73 | 488.3 | 29.19 | 28.68 | 7 | 21.68 | 4.7 | 1000 | 658 | 0 | 0.4062 | 0.8822 | 0.1014
Kadmat | 2025-10-15 16:00 | 10 | 288 | 16 | 2.51 | 313.4 | 29.2 | 28.68 | 7 | 21.68 | 4.04 | 1000 | 681.3 | 0.0001 | 0.2642 | 0.8817 | 0.0874
Kadmat | 2025-10-15 17:00 | 10 | 288 | 17 | 3.4 | 135.6 | 28.62 | 28.66 | 7 | 21.66 | 4.12 | 1000 | 818.1 | 0.0236 | 0.1161 | 0.88 | 0.0891
Kadmat | 2025-10-15 18:00 | 10 | 288 | 18 | 2.88 | 0 | 28.19 | 28.64 | 7 | 21.64 | 4.32 | 1000 | 876.6 | 0.0068 | 0 | 0.8773 | 0.0934
Kadmat | 2025-10-15 19:00 | 10 | 288 | 19 | 2.63 | 0 | 27.84 | 28.61 | 7 | 21.61 | 4.15 | 1000 | 839.2 | 0.0023 | 0 | 0.8738 | 0.0897
Kadmat | 2025-10-15 20:00 | 10 | 288 | 20 | 2.46 | 0 | 27.52 | 28.58 | 7 | 21.57 | 4.4 | 1000 | 851.6 | 0 | 0 | 0.8697 | 0.0951
Kadmat | 2025-10-15 21:00 | 10 | 288 | 21 | 2.36 | 0 | 27.28 | 28.54 | 7 | 21.54 | 4.44 | 1000 | 780.6 | 0 | 0 | 0.8652 | 0.0958
Kadmat | 2025-10-15 22:00 | 10 | 288 | 22 | 1.89 | 0 | 26.87 | 28.5 | 7 | 21.5 | 4.28 | 1000 | 698.3 | 0 | 0 | 0.8608 | 0.0925
Kadmat | 2025-10-15 23:00 | 10 | 288 | 23 | 1.72 | 0 | 26.46 | 28.46 | 7 | 21.46 | 4.25 | 1000 | 584.4 | 0 | 0 | 0.8567 | 0.0919
Kadmat | 2025-10-16 00:00 | 10 | 289 | 0 | 1.97 | 0 | 26.27 | 28.43 | 7 | 21.43 | 3.67 | 1000 | 457.6 | 0 | 0 | 0.8532 | 0.0793
Kadmat | 2025-10-16 01:00 | 10 | 289 | 1 | 2.37 | 0 | 26.24 | 28.41 | 7 | 21.41 | 3.69 | 1000 | 433.1 | 0 | 0 | 0.8505 | 0.0796
Kadmat | 2025-10-16 02:00 | 10 | 289 | 2 | 2.06 | 0 | 26.43 | 28.4 | 7 | 21.4 | 3.41 | 1000 | 434.6 | 0 | 0 | 0.8489 | 0.0736
Kadmat | 2025-10-16 03:00 | 10 | 289 | 3 | 2.27 | 0 | 26.31 | 28.39 | 7 | 21.39 | 3.31 | 1000 | 435.7 | 0 | 0 | 0.8484 | 0.0714
Kadmat | 2025-10-16 04:00 | 10 | 289 | 4 | 1.89 | 0 | 26.45 | 28.4 | 7 | 21.4 | 2.99 | 1000 | 420.5 | 0 | 0 | 0.8491 | 0.0646
Kadmat | 2025-10-16 05:00 | 10 | 289 | 5 | 1.6 | 0 | 26.91 | 28.41 | 7 | 21.41 | 3.18 | 1000 | 476.2 | 0 | 0 | 0.8509 | 0.0686
Kadmat | 2025-10-16 06:00 | 10 | 289 | 6 | 1.65 | 0 | 27.16 | 28.44 | 7 | 21.44 | 2.85 | 1000 | 562.7 | 0 | 0 | 0.8538 | 0.0616
Kadmat | 2025-10-16 07:00 | 10 | 289 | 7 | 1.16 | 179.2 | 27.64 | 28.47 | 7 | 21.47 | 2.92 | 1000 | 619.5 | 0 | 0.1534 | 0.8575 | 0.063
Kadmat | 2025-10-16 08:00 | 10 | 289 | 8 | 0.74 | 401 | 28.12 | 28.51 | 7 | 21.51 | 3.02 | 1000 | 616 | 0 | 0.3371 | 0.8618 | 0.0652
Kadmat | 2025-10-16 09:00 | 10 | 289 | 9 | 1.12 | 552.1 | 28.55 | 28.55 | 7 | 21.55 | 3.29 | 1000 | 673.7 | 0 | 0.4581 | 0.8665 | 0.071
Kadmat | 2025-10-16 10:00 | 10 | 289 | 10 | 1.09 | 751 | 28.76 | 28.59 | 7 | 21.59 | 3.56 | 1000 | 701.2 | 0 | 0.6131 | 0.8711 | 0.0768
Kadmat | 2025-10-16 11:00 | 10 | 289 | 11 | 1.27 | 793.6 | 29.15 | 28.62 | 7 | 21.62 | 3.93 | 1000 | 719.8 | 0 | 0.6448 | 0.8755 | 0.0849
Kadmat | 2025-10-16 12:00 | 10 | 289 | 12 | 0.97 | 725 | 29.53 | 28.66 | 7 | 21.66 | 3.78 | 1000 | 709.3 | 0 | 0.5914 | 0.8792 | 0.0817
Kadmat | 2025-10-16 13:00 | 10 | 289 | 13 | 0.67 | 635.6 | 29.44 | 28.68 | 7 | 21.68 | 3.94 | 1000 | 711 | 0 | 0.5223 | 0.8821 | 0.0851
Kadmat | 2025-10-16 14:00 | 10 | 289 | 14 | 0.86 | 602 | 29.41 | 28.7 | 7 | 21.7 | 3.77 | 1000 | 678.8 | 0 | 0.496 | 0.8839 | 0.0813
Kadmat | 2025-10-16 15:00 | 10 | 289 | 15 | 1.4 | 524.2 | 29.43 | 28.7 | 7 | 21.7 | 3.65 | 1000 | 689.2 | 0 | 0.4345 | 0.8846 | 0.0788
Kadmat | 2025-10-16 16:00 | 10 | 289 | 16 | 1.07 | 330.2 | 29.18 | 28.7 | 7 | 21.7 | 3.2 | 1000 | 750.6 | 0 | 0.278 | 0.8841 | 0.0692
Kadmat | 2025-10-16 17:00 | 10 | 289 | 17 | 1.05 | 122.4 | 28.83 | 28.68 | 7 | 21.68 | 3.46 | 1000 | 792.4 | 0 | 0.1048 | 0.8824 | 0.0747
Kadmat | 2025-10-16 18:00 | 10 | 289 | 18 | 1.16 | 0 | 28.22 | 28.66 | 7 | 21.66 | 3.56 | 1000 | 847 | 0 | 0 | 0.8796 | 0.0768
Kadmat | 2025-10-16 19:00 | 10 | 289 | 19 | 1.28 | 0 | 28.16 | 28.63 | 7 | 21.63 | 3.39 | 1000 | 882.4 | 0 | 0 | 0.876 | 0.0731
Kadmat | 2025-10-16 20:00 | 10 | 289 | 20 | 0.6 | 0 | 27.55 | 28.59 | 7 | 21.59 | 3 | 1000 | 840.9 | 0 | 0 | 0.8718 | 0.0648
Kadmat | 2025-10-16 21:00 | 10 | 289 | 21 | 0.56 | 0 | 27.11 | 28.55 | 7 | 21.55 | 3.16 | 1000 | 793.1 | 0 | 0 | 0.8674 | 0.0683
Kadmat | 2025-10-16 22:00 | 10 | 289 | 22 | 0.8 | 0 | 26.8 | 28.52 | 7 | 21.52 | 3.43 | 1000 | 717.8 | 0 | 0 | 0.8629 | 0.074
Kadmat | 2025-10-16 23:00 | 10 | 289 | 23 | 0.66 | 0 | 26.68 | 28.48 | 7 | 21.48 | 3.06 | 1000 | 576.5 | 0 | 0 | 0.8587 | 0.0661
Kadmat | 2025-10-17 00:00 | 10 | 290 | 0 | 0.8 | 0 | 26.28 | 28.45 | 7 | 21.45 | 3.3 | 1000 | 479.4 | 0 | 0 | 0.8552 | 0.0713
Kadmat | 2025-10-17 01:00 | 10 | 290 | 1 | 0.84 | 0 | 26.15 | 28.43 | 7 | 21.43 | 3.2 | 1000 | 456.9 | 0 | 0 | 0.8525 | 0.0691
Kadmat | 2025-10-17 02:00 | 10 | 290 | 2 | 0.71 | 0 | 26.09 | 28.41 | 7 | 21.41 | 3.04 | 1000 | 475.3 | 0 | 0 | 0.8508 | 0.0656
Kadmat | 2025-10-17 03:00 | 10 | 290 | 3 | 0.65 | 0 | 26.06 | 28.41 | 7 | 21.41 | 2.98 | 1000 | 453.2 | 0 | 0 | 0.8502 | 0.0643
Kadmat | 2025-10-17 04:00 | 10 | 290 | 4 | 0.39 | 0 | 26.18 | 28.41 | 7 | 21.41 | 2.58 | 1000 | 451.4 | 0 | 0 | 0.8509 | 0.0558
Kadmat | 2025-10-17 05:00 | 10 | 290 | 5 | 0.41 | 0 | 26.35 | 28.43 | 7 | 21.43 | 2.53 | 1000 | 497.1 | 0 | 0 | 0.8527 | 0.0546
Kadmat | 2025-10-17 06:00 | 10 | 290 | 6 | 0.7 | 0 | 26.66 | 28.45 | 7 | 21.45 | 2.67 | 1000 | 539.6 | 0 | 0 | 0.8555 | 0.0578
Kadmat | 2025-10-17 07:00 | 10 | 290 | 7 | 0.74 | 199.5 | 27.08 | 28.49 | 7 | 21.49 | 2.56 | 1000 | 610.1 | 0 | 0.171 | 0.8592 | 0.0553
Kadmat | 2025-10-17 08:00 | 10 | 290 | 8 | 1.01 | 425.8 | 27.62 | 28.52 | 7 | 21.52 | 2.91 | 1000 | 647.6 | 0 | 0.358 | 0.8635 | 0.0628
Kadmat | 2025-10-17 09:00 | 10 | 290 | 9 | 1.2 | 603.9 | 27.97 | 28.56 | 7 | 21.56 | 2.73 | 1000 | 655.5 | 0 | 0.5002 | 0.8681 | 0.0589
Kadmat | 2025-10-17 10:00 | 10 | 290 | 10 | 1.34 | 749.1 | 28.25 | 28.6 | 7 | 21.6 | 2.67 | 1000 | 676.8 | 0 | 0.6129 | 0.8727 | 0.0576
Kadmat | 2025-10-17 11:00 | 10 | 290 | 11 | 1.3 | 837.8 | 28.74 | 28.64 | 7 | 21.64 | 3.05 | 1000 | 712.7 | 0 | 0.6794 | 0.8771 | 0.0659
Kadmat | 2025-10-17 12:00 | 10 | 290 | 12 | 2.02 | 962.4 | 29.18 | 28.67 | 7 | 21.67 | 3.11 | 1000 | 698.1 | 0 | 0.7715 | 0.8808 | 0.0671
Kadmat | 2025-10-17 13:00 | 10 | 290 | 13 | 2.37 | 880.3 | 29.23 | 28.69 | 7 | 21.69 | 3.14 | 1000 | 710.2 | 0 | 0.7102 | 0.8836 | 0.0677
Kadmat | 2025-10-17 14:00 | 10 | 290 | 14 | 1.87 | 708.6 | 29.33 | 28.71 | 7 | 21.71 | 3.01 | 1000 | 656.7 | 0 | 0.5792 | 0.8855 | 0.065
Kadmat | 2025-10-17 15:00 | 10 | 290 | 15 | 2.62 | 550.5 | 29.38 | 28.71 | 7 | 21.71 | 2.97 | 1000 | 689.1 | 0.0022 | 0.4554 | 0.8861 | 0.0642
Kadmat | 2025-10-17 16:00 | 10 | 290 | 16 | 4.8 | 348.6 | 29.43 | 28.71 | 7 | 21.71 | 2.96 | 1000 | 711.8 | 0.1024 | 0.2928 | 0.8856 | 0.064
Kadmat | 2025-10-17 17:00 | 10 | 290 | 17 | 3.36 | 138.6 | 29 | 28.7 | 7 | 21.7 | 3.17 | 1000 | 777.4 | 0.0218 | 0.1185 | 0.8839 | 0.0684
Kadmat | 2025-10-17 18:00 | 10 | 290 | 18 | 3.57 | 0 | 28.61 | 28.67 | 7 | 21.67 | 2.58 | 1000 | 904.9 | 0.0303 | 0 | 0.8812 | 0.0558
Kadmat | 2025-10-17 19:00 | 10 | 290 | 19 | 3.47 | 0 | 28.14 | 28.64 | 7 | 21.64 | 2.82 | 1000 | 935.7 | 0.026 | 0 | 0.8776 | 0.061
Kadmat | 2025-10-17 20:00 | 10 | 290 | 20 | 3.63 | 0 | 27.95 | 28.61 | 7 | 21.61 | 2.81 | 1000 | 871.2 | 0.0332 | 0 | 0.8734 | 0.0607
Kadmat | 2025-10-17 21:00 | 10 | 290 | 21 | 3.1 | 0 | 27.69 | 28.57 | 7 | 21.57 | 2.79 | 1000 | 802.6 | 0.0128 | 0 | 0.8689 | 0.0602
Kadmat | 2025-10-17 22:00 | 10 | 290 | 22 | 2.55 | 0 | 27.35 | 28.53 | 7 | 21.53 | 2.5 | 1000 | 715.8 | 0.0008 | 0 | 0.8644 | 0.0541
Kadmat | 2025-10-17 23:00 | 10 | 290 | 23 | 2.56 | 0 | 27.01 | 28.49 | 7 | 21.49 | 2.71 | 1000 | 568.9 | 0.001 | 0 | 0.8603 | 0.0586
Kadmat | 2025-10-18 00:00 | 10 | 291 | 0 | 3.49 | 0 | 27.04 | 28.46 | 7 | 21.46 | 3.14 | 1000 | 466.5 | 0.0266 | 0 | 0.8567 | 0.0678
Kadmat | 2025-10-18 01:00 | 10 | 291 | 1 | 3.98 | 0 | 26.97 | 28.44 | 7 | 21.44 | 2.75 | 1000 | 440.6 | 0.0496 | 0 | 0.854 | 0.0593
Kadmat | 2025-10-18 02:00 | 10 | 291 | 2 | 4.18 | 0 | 26.77 | 28.43 | 7 | 21.43 | 2.91 | 1000 | 445.7 | 0.0613 | 0 | 0.8523 | 0.0628
Kadmat | 2025-10-18 03:00 | 10 | 291 | 3 | 4.96 | 0 | 26.48 | 28.42 | 7 | 21.42 | 3.16 | 1000 | 443.5 | 0.114 | 0 | 0.8518 | 0.0682
Kadmat | 2025-10-18 04:00 | 10 | 291 | 4 | 4.32 | 0 | 26.57 | 28.43 | 7 | 21.43 | 2.97 | 1000 | 454.9 | 0.0703 | 0 | 0.8524 | 0.0642
Kadmat | 2025-10-18 05:00 | 10 | 291 | 5 | 4.83 | 0 | 26.95 | 28.44 | 7 | 21.44 | 2.92 | 1000 | 493.2 | 0.1048 | 0 | 0.8542 | 0.0631
Kadmat | 2025-10-18 06:00 | 10 | 291 | 6 | 4.68 | 0 | 27.22 | 28.47 | 7 | 21.47 | 2.55 | 1000 | 576.4 | 0.0941 | 0 | 0.8571 | 0.0551
Kadmat | 2025-10-18 07:00 | 10 | 291 | 7 | 4.52 | 158.3 | 27.56 | 28.5 | 7 | 21.5 | 2.47 | 1000 | 598.6 | 0.0827 | 0.1358 | 0.8608 | 0.0533
Kadmat | 2025-10-18 08:00 | 10 | 291 | 8 | 4.06 | 428.1 | 27.95 | 28.54 | 7 | 21.54 | 2.55 | 1000 | 623.2 | 0.054 | 0.3594 | 0.8651 | 0.0551
Kadmat | 2025-10-18 09:00 | 10 | 291 | 9 | 4.07 | 512.3 | 28.47 | 28.57 | 7 | 21.57 | 2.66 | 1000 | 645.7 | 0.0549 | 0.4265 | 0.8697 | 0.0576
Kadmat | 2025-10-18 10:00 | 10 | 291 | 10 | 4.28 | 809.6 | 28.87 | 28.61 | 7 | 21.61 | 2.29 | 1000 | 699.3 | 0.0672 | 0.6577 | 0.8743 | 0.0494
Kadmat | 2025-10-18 11:00 | 10 | 291 | 11 | 4.66 | 719.5 | 29.32 | 28.65 | 7 | 21.65 | 2.21 | 1000 | 717.2 | 0.0927 | 0.5876 | 0.8786 | 0.0478
Kadmat | 2025-10-18 12:00 | 10 | 291 | 12 | 5.59 | 783.7 | 29.48 | 28.68 | 7 | 21.68 | 2.6 | 1000 | 716.5 | 0.1671 | 0.6365 | 0.8823 | 0.0561
Kadmat | 2025-10-18 13:00 | 10 | 291 | 13 | 5.57 | 677.6 | 29.64 | 28.71 | 7 | 21.71 | 2.63 | 1000 | 695.2 | 0.1653 | 0.5546 | 0.8852 | 0.0569
Kadmat | 2025-10-18 14:00 | 10 | 291 | 14 | 6.97 | 721.1 | 29.83 | 28.72 | 7 | 21.72 | 2.63 | 1000 | 687.2 | 0.325 | 0.5878 | 0.887 | 0.0568
Kadmat | 2025-10-18 15:00 | 10 | 291 | 15 | 5.84 | 549.8 | 29.64 | 28.73 | 7 | 21.73 | 2.67 | 1000 | 671.3 | 0.1915 | 0.4545 | 0.8877 | 0.0576
Kadmat | 2025-10-18 16:00 | 10 | 291 | 16 | 4.54 | 306.7 | 29.82 | 28.72 | 7 | 21.72 | 2.58 | 1000 | 674.2 | 0.0842 | 0.2581 | 0.8871 | 0.0558
Kadmat | 2025-10-18 17:00 | 10 | 291 | 17 | 2.93 | 117.1 | 29.65 | 28.71 | 7 | 21.71 | 2.23 | 1000 | 780.7 | 0.0077 | 0.1 | 0.8854 | 0.0481
Kadmat | 2025-10-18 18:00 | 10 | 291 | 18 | 1.47 | 0 | 29.14 | 28.69 | 7 | 21.69 | 2.82 | 1000 | 847.6 | 0 | 0 | 0.8827 | 0.0609
Kadmat | 2025-10-18 19:00 | 10 | 291 | 19 | 0.89 | 0 | 28.73 | 28.66 | 7 | 21.66 | 2.47 | 1000 | 827.9 | 0 | 0 | 0.8791 | 0.0534
Kadmat | 2025-10-18 20:00 | 10 | 291 | 20 | 0.76 | 0 | 28.36 | 28.62 | 7 | 21.62 | 2.45 | 1000 | 858.3 | 0 | 0 | 0.8749 | 0.0529
Kadmat | 2025-10-18 21:00 | 10 | 291 | 21 | 0.52 | 0 | 28.02 | 28.58 | 7 | 21.58 | 2.45 | 1000 | 743.7 | 0 | 0 | 0.8704 | 0.0529
Kadmat | 2025-10-18 22:00 | 10 | 291 | 22 | 0.66 | 0 | 27.71 | 28.54 | 7 | 21.54 | 2.32 | 1000 | 678.3 | 0 | 0 | 0.8659 | 0.0501
Kadmat | 2025-10-18 23:00 | 10 | 291 | 23 | 1.3 | 0 | 27.14 | 28.51 | 7 | 21.51 | 2.49 | 1000 | 611.5 | 0 | 0 | 0.8618 | 0.0537
Kadmat | 2025-10-19 00:00 | 10 | 292 | 0 | 1.34 | 0 | 26.89 | 28.48 | 7 | 21.48 | 2.54 | 1000 | 494.5 | 0 | 0 | 0.8582 | 0.0548
Kadmat | 2025-10-19 01:00 | 10 | 292 | 1 | 1.05 | 0 | 26.68 | 28.45 | 7 | 21.45 | 2.73 | 1000 | 461.2 | 0 | 0 | 0.8555 | 0.059
Kadmat | 2025-10-19 02:00 | 10 | 292 | 2 | 2 | 0 | 26.37 | 28.44 | 7 | 21.44 | 2.8 | 1000 | 451.2 | 0 | 0 | 0.8538 | 0.0605
Kadmat | 2025-10-19 03:00 | 10 | 292 | 3 | 2.34 | 0 | 26.51 | 28.43 | 7 | 21.43 | 2.84 | 1000 | 399.8 | 0 | 0 | 0.8533 | 0.0612
Kadmat | 2025-10-19 04:00 | 10 | 292 | 4 | 1.85 | 0 | 26.59 | 28.44 | 7 | 21.44 | 2.6 | 1000 | 458.5 | 0 | 0 | 0.854 | 0.0562
Kadmat | 2025-10-19 05:00 | 10 | 292 | 5 | 2.06 | 0 | 26.95 | 28.46 | 7 | 21.46 | 2.69 | 1000 | 486.7 | 0 | 0 | 0.8558 | 0.0581
Kadmat | 2025-10-19 06:00 | 10 | 292 | 6 | 1.74 | 0 | 27.3 | 28.48 | 7 | 21.48 | 2.45 | 1000 | 547.2 | 0 | 0 | 0.8586 | 0.0528
Kadmat | 2025-10-19 07:00 | 10 | 292 | 7 | 1.94 | 165.3 | 27.71 | 28.51 | 7 | 21.51 | 2.76 | 1000 | 614.1 | 0 | 0.1416 | 0.8623 | 0.0596
Kadmat | 2025-10-19 08:00 | 10 | 292 | 8 | 2.23 | 351.1 | 28.31 | 28.55 | 7 | 21.55 | 2.75 | 1000 | 644.5 | 0 | 0.2961 | 0.8666 | 0.0593
Kadmat | 2025-10-19 09:00 | 10 | 292 | 9 | 2.64 | 407.3 | 28.53 | 28.59 | 7 | 21.59 | 2.99 | 1000 | 674.2 | 0.0024 | 0.3418 | 0.8712 | 0.0645
Kadmat | 2025-10-19 10:00 | 10 | 292 | 10 | 2.93 | 584.4 | 28.95 | 28.63 | 7 | 21.63 | 3.32 | 1000 | 688.2 | 0.0077 | 0.483 | 0.8758 | 0.0718
Kadmat | 2025-10-19 11:00 | 10 | 292 | 11 | 2.72 | 680.4 | 29.31 | 28.66 | 7 | 21.66 | 3.67 | 1000 | 685.5 | 0.004 | 0.5575 | 0.8801 | 0.0793
Kadmat | 2025-10-19 12:00 | 10 | 292 | 12 | 2.61 | 904.6 | 29.71 | 28.7 | 7 | 21.7 | 3.25 | 1000 | 689.9 | 0.002 | 0.7271 | 0.8839 | 0.0702
Kadmat | 2025-10-19 13:00 | 10 | 292 | 13 | 2.57 | 554.1 | 29.94 | 28.72 | 7 | 21.72 | 2.84 | 1000 | 732 | 0.0013 | 0.4573 | 0.8867 | 0.0614
Kadmat | 2025-10-19 14:00 | 10 | 292 | 14 | 3.16 | 573 | 29.79 | 28.74 | 7 | 21.74 | 2.65 | 1000 | 676.4 | 0.0148 | 0.4725 | 0.8886 | 0.0572
Kadmat | 2025-10-19 15:00 | 10 | 292 | 15 | 4.34 | 528 | 29.84 | 28.74 | 7 | 21.74 | 2.44 | 1000 | 681.3 | 0.0709 | 0.4368 | 0.8892 | 0.0527
Kadmat | 2025-10-19 16:00 | 10 | 292 | 16 | 4.76 | 328.1 | 29.45 | 28.74 | 7 | 21.74 | 2.44 | 1000 | 688.2 | 0.0998 | 0.276 | 0.8887 | 0.0527
Kadmat | 2025-10-19 17:00 | 10 | 292 | 17 | 4.41 | 129 | 29.29 | 28.72 | 7 | 21.72 | 2.74 | 1000 | 769.5 | 0.0755 | 0.1102 | 0.887 | 0.0591
Kadmat | 2025-10-19 18:00 | 10 | 292 | 18 | 4.8 | 0 | 28.74 | 28.7 | 7 | 21.7 | 2.62 | 1000 | 846.9 | 0.1025 | 0 | 0.8842 | 0.0566
Kadmat | 2025-10-19 19:00 | 10 | 292 | 19 | 5.79 | 0 | 28.48 | 28.67 | 7 | 21.67 | 2.39 | 1000 | 904.2 | 0.187 | 0 | 0.8807 | 0.0516
Kadmat | 2025-10-19 20:00 | 10 | 292 | 20 | 5.45 | 0 | 27.99 | 28.63 | 7 | 21.63 | 2.63 | 1000 | 842.7 | 0.1542 | 0 | 0.8765 | 0.0567
Kadmat | 2025-10-19 21:00 | 10 | 292 | 21 | 4.45 | 0 | 27.7 | 28.59 | 7 | 21.59 | 2.56 | 1000 | 837.6 | 0.0782 | 0 | 0.872 | 0.0552
Kadmat | 2025-10-19 22:00 | 10 | 292 | 22 | 4.28 | 0 | 27.45 | 28.56 | 7 | 21.56 | 2.38 | 1000 | 701.7 | 0.0673 | 0 | 0.8675 | 0.0514
Kadmat | 2025-10-19 23:00 | 10 | 292 | 23 | 4.97 | 0 | 27.04 | 28.52 | 7 | 21.52 | 2.46 | 1000 | 585.6 | 0.1152 | 0 | 0.8633 | 0.053
Kadmat | 2025-10-20 00:00 | 10 | 293 | 0 | 4.4 | 0 | 26.75 | 28.49 | 7 | 21.49 | 2.8 | 1000 | 479.2 | 0.0749 | 0 | 0.8598 | 0.0604
Kadmat | 2025-10-20 01:00 | 10 | 293 | 1 | 4.22 | 0 | 26.62 | 28.47 | 7 | 21.47 | 2.95 | 1000 | 493.8 | 0.0637 | 0 | 0.857 | 0.0638
Kadmat | 2025-10-20 02:00 | 10 | 293 | 2 | 3.27 | 0 | 26.32 | 28.45 | 7 | 21.45 | 2.84 | 1000 | 450.2 | 0.0188 | 0 | 0.8554 | 0.0612
Kadmat | 2025-10-20 03:00 | 10 | 293 | 3 | 2.9 | 0 | 26.34 | 28.45 | 7 | 21.45 | 2.96 | 1000 | 434.2 | 0.0073 | 0 | 0.8548 | 0.064
Kadmat | 2025-10-20 04:00 | 10 | 293 | 4 | 3.12 | 0 | 26.51 | 28.45 | 7 | 21.45 | 2.9 | 1000 | 446.3 | 0.0132 | 0 | 0.8555 | 0.0627
Kadmat | 2025-10-20 05:00 | 10 | 293 | 5 | 2.89 | 0 | 26.81 | 28.47 | 7 | 21.47 | 3.39 | 1000 | 485.5 | 0.0069 | 0 | 0.8573 | 0.0732
Kadmat | 2025-10-20 06:00 | 10 | 293 | 6 | 1.6 | 0 | 27.03 | 28.49 | 7 | 21.49 | 3.67 | 1000 | 524.3 | 0 | 0 | 0.8601 | 0.0792
Kadmat | 2025-10-20 07:00 | 10 | 293 | 7 | 1.57 | 160.3 | 27.46 | 28.52 | 7 | 21.52 | 3.44 | 1000 | 566.8 | 0 | 0.1376 | 0.8638 | 0.0743
Kadmat | 2025-10-20 08:00 | 10 | 293 | 8 | 1.29 | 306.1 | 27.88 | 28.56 | 7 | 21.56 | 3.52 | 1000 | 656.4 | 0 | 0.2594 | 0.8681 | 0.076
Kadmat | 2025-10-20 09:00 | 10 | 293 | 9 | 1.29 | 520.3 | 28.52 | 28.6 | 7 | 21.6 | 3.77 | 1000 | 675.7 | 0 | 0.4329 | 0.8727 | 0.0814
Kadmat | 2025-10-20 10:00 | 10 | 293 | 10 | 0.7 | 637.1 | 28.69 | 28.64 | 7 | 21.64 | 3.84 | 1000 | 687.6 | 0 | 0.5249 | 0.8774 | 0.083
Kadmat | 2025-10-20 11:00 | 10 | 293 | 11 | 0.93 | 793.4 | 29 | 28.68 | 7 | 21.68 | 3.84 | 1000 | 720.9 | 0 | 0.6451 | 0.8817 | 0.0829
Kadmat | 2025-10-20 12:00 | 10 | 293 | 12 | 1.08 | 858.3 | 29.3 | 28.71 | 7 | 21.71 | 3.75 | 1000 | 729.5 | 0 | 0.6935 | 0.8854 | 0.0811
Kadmat | 2025-10-20 13:00 | 10 | 293 | 13 | 1.25 | 796 | 29.34 | 28.73 | 7 | 21.73 | 4.13 | 1000 | 728 | 0 | 0.6462 | 0.8883 | 0.0892
Kadmat | 2025-10-20 14:00 | 10 | 293 | 14 | 1.16 | 687.4 | 29.43 | 28.75 | 7 | 21.75 | 4.08 | 1000 | 712.7 | 0 | 0.5626 | 0.8901 | 0.0881
Kadmat | 2025-10-20 15:00 | 10 | 293 | 15 | 1.49 | 486.4 | 29.21 | 28.75 | 7 | 21.75 | 4.37 | 1000 | 699.8 | 0 | 0.4046 | 0.8908 | 0.0944
Kadmat | 2025-10-20 16:00 | 10 | 293 | 16 | 0.65 | 341.7 | 29.07 | 28.75 | 7 | 21.75 | 3.88 | 1000 | 698.4 | 0 | 0.2876 | 0.8902 | 0.0838
Kadmat | 2025-10-20 17:00 | 10 | 293 | 17 | 0.59 | 134.7 | 28.81 | 28.74 | 7 | 21.74 | 3.76 | 1000 | 805.1 | 0 | 0.1152 | 0.8885 | 0.0812
Kadmat | 2025-10-20 18:00 | 10 | 293 | 18 | 1.09 | 0 | 28.61 | 28.71 | 7 | 21.71 | 4.23 | 1000 | 890 | 0 | 0 | 0.8858 | 0.0914
Kadmat | 2025-10-20 19:00 | 10 | 293 | 19 | 0.46 | 0 | 28.43 | 28.68 | 7 | 21.68 | 3.99 | 1000 | 888.4 | 0 | 0 | 0.8822 | 0.0861
Kadmat | 2025-10-20 20:00 | 10 | 293 | 20 | 0.6 | 0 | 27.93 | 28.65 | 7 | 21.65 | 3.9 | 1000 | 902.3 | 0 | 0 | 0.878 | 0.0843
Kadmat | 2025-10-20 21:00 | 10 | 293 | 21 | 0.59 | 0 | 27.4 | 28.61 | 7 | 21.61 | 3.98 | 1000 | 802.4 | 0 | 0 | 0.8735 | 0.086
Kadmat | 2025-10-20 22:00 | 10 | 293 | 22 | 1.25 | 0 | 27.19 | 28.57 | 7 | 21.57 | 3.55 | 1000 | 704.1 | 0 | 0 | 0.869 | 0.0767
Kadmat | 2025-10-20 23:00 | 10 | 293 | 23 | 1.17 | 0 | 26.74 | 28.53 | 7 | 21.53 | 3.25 | 1000 | 586.2 | 0 | 0 | 0.8648 | 0.0702
Kadmat | 2025-10-21 00:00 | 10 | 294 | 0 | 1.21 | 0 | 26.46 | 28.5 | 7 | 21.5 | 3.12 | 1000 | 494.8 | 0 | 0 | 0.8613 | 0.0674
Kadmat | 2025-10-21 01:00 | 10 | 294 | 1 | 1.85 | 0 | 26.18 | 28.48 | 7 | 21.48 | 2.9 | 1000 | 460.2 | 0 | 0 | 0.8586 | 0.0627
Kadmat | 2025-10-21 02:00 | 10 | 294 | 2 | 1.55 | 0 | 26.24 | 28.47 | 7 | 21.47 | 2.61 | 1000 | 434.3 | 0 | 0 | 0.8569 | 0.0564
Kadmat | 2025-10-21 03:00 | 10 | 294 | 3 | 2.34 | 0 | 26.43 | 28.46 | 7 | 21.46 | 2.93 | 1000 | 437.1 | 0 | 0 | 0.8563 | 0.0633
Kadmat | 2025-10-21 04:00 | 10 | 294 | 4 | 2.4 | 0 | 26.53 | 28.47 | 7 | 21.47 | 3.27 | 1000 | 418.1 | 0 | 0 | 0.857 | 0.0707
Kadmat | 2025-10-21 05:00 | 10 | 294 | 5 | 2.41 | 0 | 26.93 | 28.48 | 7 | 21.48 | 3.77 | 1000 | 473.7 | 0 | 0 | 0.8588 | 0.0813
Kadmat | 2025-10-21 06:00 | 10 | 294 | 6 | 2.82 | 0 | 27.33 | 28.51 | 7 | 21.51 | 3.7 | 1000 | 520.6 | 0.0058 | 0 | 0.8617 | 0.0799
Kadmat | 2025-10-21 07:00 | 10 | 294 | 7 | 3.08 | 170.7 | 27.71 | 28.54 | 7 | 21.54 | 3.26 | 1000 | 619.2 | 0.0118 | 0.1462 | 0.8654 | 0.0704
Kadmat | 2025-10-21 08:00 | 10 | 294 | 8 | 3.44 | 398.4 | 28.27 | 28.57 | 7 | 21.57 | 3.32 | 1000 | 651.4 | 0.0248 | 0.3348 | 0.8697 | 0.0717
Kadmat | 2025-10-21 09:00 | 10 | 294 | 9 | 2.83 | 583.2 | 29.06 | 28.61 | 7 | 21.61 | 3.19 | 1000 | 679.3 | 0.0059 | 0.4819 | 0.8743 | 0.0688
Kadmat | 2025-10-21 10:00 | 10 | 294 | 10 | 2.14 | 584.3 | 29.47 | 28.65 | 7 | 21.65 | 3.5 | 1000 | 704.3 | 0 | 0.4819 | 0.8789 | 0.0756
Kadmat | 2025-10-21 11:00 | 10 | 294 | 11 | 2.89 | 708.5 | 29.7 | 28.69 | 7 | 21.69 | 3.45 | 1000 | 687.5 | 0.0071 | 0.5783 | 0.8832 | 0.0746
Kadmat | 2025-10-21 12:00 | 10 | 294 | 12 | 3.6 | 716.7 | 29.85 | 28.72 | 7 | 21.72 | 3.75 | 1000 | 685.9 | 0.0316 | 0.5843 | 0.887 | 0.081
Kadmat | 2025-10-21 13:00 | 10 | 294 | 13 | 4.94 | 713.1 | 30.06 | 28.75 | 7 | 21.75 | 4.03 | 1000 | 697.9 | 0.1124 | 0.5811 | 0.8898 | 0.087
Kadmat | 2025-10-21 14:00 | 10 | 294 | 14 | 5.2 | 684.6 | 30.07 | 28.76 | 7 | 21.76 | 3.77 | 1000 | 674.4 | 0.1332 | 0.5591 | 0.8917 | 0.0815
Kadmat | 2025-10-21 15:00 | 10 | 294 | 15 | 5.07 | 528.7 | 29.95 | 28.77 | 7 | 21.77 | 3.63 | 1000 | 701.8 | 0.1231 | 0.4372 | 0.8923 | 0.0784
Kadmat | 2025-10-21 16:00 | 10 | 294 | 16 | 5.1 | 318.6 | 29.6 | 28.76 | 7 | 21.76 | 4.22 | 1000 | 718.4 | 0.1252 | 0.2681 | 0.8918 | 0.0912
Kadmat | 2025-10-21 17:00 | 10 | 294 | 17 | 5.54 | 144.2 | 29.52 | 28.75 | 7 | 21.75 | 4.82 | 1000 | 783.7 | 0.1623 | 0.1229 | 0.8901 | 0.1042
Kadmat | 2025-10-21 18:00 | 10 | 294 | 18 | 4.91 | 0 | 29.3 | 28.72 | 7 | 21.72 | 4.81 | 1000 | 872.2 | 0.1106 | 0 | 0.8873 | 0.1039
Kadmat | 2025-10-21 19:00 | 10 | 294 | 19 | 5.12 | 0 | 28.97 | 28.69 | 7 | 21.69 | 4.49 | 1000 | 885.1 | 0.1268 | 0 | 0.8837 | 0.097
Kadmat | 2025-10-21 20:00 | 10 | 294 | 20 | 4.98 | 0 | 28.46 | 28.66 | 7 | 21.66 | 4.98 | 1000 | 831.1 | 0.1153 | 0 | 0.8795 | 0.1075
Kadmat | 2025-10-21 21:00 | 10 | 294 | 21 | 4.14 | 0 | 28.08 | 28.62 | 7 | 21.62 | 5.11 | 1000 | 819.2 | 0.059 | 0 | 0.875 | 0.1104
Kadmat | 2025-10-21 22:00 | 10 | 294 | 22 | 2.87 | 0 | 27.67 | 28.58 | 7 | 21.58 | 4.97 | 1000 | 713.6 | 0.0066 | 0 | 0.8706 | 0.1073
Kadmat | 2025-10-21 23:00 | 10 | 294 | 23 | 2.83 | 0 | 27.22 | 28.55 | 7 | 21.55 | 4.99 | 1000 | 581.8 | 0.0059 | 0 | 0.8664 | 0.1079
Kadmat | 2025-10-22 00:00 | 10 | 295 | 0 | 3.15 | 0 | 26.78 | 28.52 | 7 | 21.52 | 4.79 | 1000 | 498.8 | 0.0145 | 0 | 0.8628 | 0.1034
Kadmat | 2025-10-22 01:00 | 10 | 295 | 1 | 3.84 | 0 | 26.58 | 28.49 | 7 | 21.49 | 4.59 | 1000 | 469.3 | 0.0431 | 0 | 0.8601 | 0.0991
Kadmat | 2025-10-22 02:00 | 10 | 295 | 2 | 3.29 | 0 | 26.36 | 28.48 | 7 | 21.48 | 4.38 | 1000 | 450.3 | 0.0194 | 0 | 0.8584 | 0.0946
Kadmat | 2025-10-22 03:00 | 10 | 295 | 3 | 3.53 | 0 | 26.5 | 28.47 | 7 | 21.47 | 3.52 | 1000 | 433.1 | 0.0286 | 0 | 0.8579 | 0.0761
Kadmat | 2025-10-22 04:00 | 10 | 295 | 4 | 3.43 | 0 | 26.62 | 28.48 | 7 | 21.48 | 3.87 | 1000 | 450.9 | 0.0246 | 0 | 0.8585 | 0.0837
Kadmat | 2025-10-22 05:00 | 10 | 295 | 5 | 3.71 | 0 | 26.85 | 28.49 | 7 | 21.49 | 4.22 | 1000 | 473.2 | 0.0367 | 0 | 0.8604 | 0.0912
Kadmat | 2025-10-22 06:00 | 10 | 295 | 6 | 2.99 | 0 | 26.99 | 28.52 | 7 | 21.52 | 3.68 | 1000 | 538.8 | 0.0089 | 0 | 0.8632 | 0.0794
Kadmat | 2025-10-22 07:00 | 10 | 295 | 7 | 3.11 | 167.5 | 27.52 | 28.55 | 7 | 21.55 | 3.42 | 1000 | 622.2 | 0.0128 | 0.1436 | 0.8669 | 0.0738
Kadmat | 2025-10-22 08:00 | 10 | 295 | 8 | 3.02 | 408.3 | 27.77 | 28.59 | 7 | 21.59 | 3.55 | 1000 | 659.7 | 0.0098 | 0.3435 | 0.8712 | 0.0767
Kadmat | 2025-10-22 09:00 | 10 | 295 | 9 | 3.16 | 631.2 | 27.96 | 28.63 | 7 | 21.63 | 3.87 | 1000 | 663.9 | 0.0147 | 0.5217 | 0.8758 | 0.0835
Kadmat | 2025-10-22 10:00 | 10 | 295 | 10 | 4.26 | 791.9 | 28.28 | 28.67 | 7 | 21.67 | 3.98 | 1000 | 693.7 | 0.0665 | 0.6456 | 0.8804 | 0.0859
Kadmat | 2025-10-22 11:00 | 10 | 295 | 11 | 3.67 | 725.1 | 28.67 | 28.7 | 7 | 21.7 | 3.98 | 1000 | 729.8 | 0.0348 | 0.5934 | 0.8848 | 0.086
Kadmat | 2025-10-22 12:00 | 10 | 295 | 12 | 3.65 | 999 | 28.88 | 28.73 | 7 | 21.73 | 3.85 | 1000 | 699.7 | 0.0341 | 0.7994 | 0.8885 | 0.0832
Kadmat | 2025-10-22 13:00 | 10 | 295 | 13 | 3.32 | 819.3 | 28.87 | 28.76 | 7 | 21.76 | 4.38 | 1000 | 680.3 | 0.0204 | 0.665 | 0.8914 | 0.0947
Kadmat | 2025-10-22 14:00 | 10 | 295 | 14 | 3.43 | 610.3 | 28.9 | 28.77 | 7 | 21.77 | 4.89 | 1000 | 692.9 | 0.0244 | 0.5035 | 0.8932 | 0.1056
Kadmat | 2025-10-22 15:00 | 10 | 295 | 15 | 3.49 | 562.1 | 29 | 28.78 | 7 | 21.78 | 5.03 | 1000 | 721.7 | 0.0268 | 0.4653 | 0.8939 | 0.1087
Kadmat | 2025-10-22 16:00 | 10 | 295 | 16 | 4.07 | 333.5 | 28.8 | 28.78 | 7 | 21.78 | 5.63 | 1000 | 705.1 | 0.0547 | 0.2811 | 0.8933 | 0.1217
Kadmat | 2025-10-22 17:00 | 10 | 295 | 17 | 3.44 | 119.3 | 28.82 | 28.76 | 7 | 21.76 | 4.98 | 1000 | 740 | 0.0247 | 0.1022 | 0.8916 | 0.1075
Kadmat | 2025-10-22 18:00 | 10 | 295 | 18 | 2.78 | 0 | 28.63 | 28.74 | 7 | 21.74 | 5.24 | 1000 | 840.1 | 0.0051 | 0 | 0.8889 | 0.1133
Kadmat | 2025-10-22 19:00 | 10 | 295 | 19 | 3.16 | 0 | 28.08 | 28.71 | 7 | 21.71 | 5.09 | 1000 | 907.4 | 0.0148 | 0 | 0.8853 | 0.1099
Kadmat | 2025-10-22 20:00 | 10 | 295 | 20 | 2.68 | 0 | 27.62 | 28.67 | 7 | 21.67 | 5.17 | 1000 | 900.6 | 0.0033 | 0 | 0.8811 | 0.1116
Kadmat | 2025-10-22 21:00 | 10 | 295 | 21 | 3.24 | 0 | 27.19 | 28.63 | 7 | 21.63 | 5.11 | 1000 | 778.4 | 0.0177 | 0 | 0.8766 | 0.1103
Kadmat | 2025-10-22 22:00 | 10 | 295 | 22 | 3.45 | 0 | 26.67 | 28.6 | 7 | 21.6 | 5.18 | 1000 | 742.2 | 0.0253 | 0 | 0.8721 | 0.1118
Kadmat | 2025-10-22 23:00 | 10 | 295 | 23 | 3.66 | 0 | 26.38 | 28.56 | 7 | 21.56 | 5.53 | 1000 | 578.2 | 0.0346 | 0 | 0.8679 | 0.1194
Kadmat | 2025-10-23 00:00 | 10 | 296 | 0 | 2.05 | 0 | 26.3 | 28.53 | 7 | 21.53 | 5.57 | 1000 | 480 | 0 | 0 | 0.8643 | 0.1204
Kadmat | 2025-10-23 01:00 | 10 | 296 | 1 | 2.58 | 0 | 26.26 | 28.51 | 7 | 21.51 | 5.44 | 1000 | 470.4 | 0.0014 | 0 | 0.8616 | 0.1175
Kadmat | 2025-10-23 02:00 | 10 | 296 | 2 | 2.87 | 0 | 26.29 | 28.49 | 7 | 21.49 | 5.78 | 1000 | 450.3 | 0.0066 | 0 | 0.8599 | 0.1248
Kadmat | 2025-10-23 03:00 | 10 | 296 | 3 | 2.81 | 0 | 26.57 | 28.49 | 7 | 21.49 | 6.13 | 1000 | 439.1 | 0.0056 | 0 | 0.8594 | 0.1324
Kadmat | 2025-10-23 04:00 | 10 | 296 | 4 | 2.63 | 0 | 26.84 | 28.49 | 7 | 21.49 | 6.36 | 1000 | 435.5 | 0.0024 | 0 | 0.8601 | 0.1374
Kadmat | 2025-10-23 05:00 | 10 | 296 | 5 | 2.88 | 0 | 27.11 | 28.51 | 7 | 21.51 | 6.33 | 1000 | 522.1 | 0.0068 | 0 | 0.8619 | 0.1368
Kadmat | 2025-10-23 06:00 | 10 | 296 | 6 | 2.68 | 0 | 27.34 | 28.53 | 7 | 21.53 | 6.02 | 1000 | 580.9 | 0.0032 | 0 | 0.8647 | 0.1301
Kadmat | 2025-10-23 07:00 | 10 | 296 | 7 | 2.43 | 166.8 | 27.76 | 28.56 | 7 | 21.56 | 5.41 | 1000 | 586.4 | 0 | 0.1429 | 0.8684 | 0.1168
Kadmat | 2025-10-23 08:00 | 10 | 296 | 8 | 2.15 | 422.2 | 28.16 | 28.6 | 7 | 21.6 | 5.81 | 1000 | 656.7 | 0 | 0.3543 | 0.8727 | 0.1255
Kadmat | 2025-10-23 09:00 | 10 | 296 | 9 | 2.91 | 529.7 | 28.47 | 28.64 | 7 | 21.64 | 5.62 | 1000 | 617 | 0.0074 | 0.4404 | 0.8774 | 0.1214
Kadmat | 2025-10-23 10:00 | 10 | 296 | 10 | 3.74 | 669.2 | 28.7 | 28.68 | 7 | 21.68 | 5.21 | 1000 | 635.8 | 0.038 | 0.55 | 0.882 | 0.1125
Kadmat | 2025-10-23 11:00 | 10 | 296 | 11 | 2.9 | 862.8 | 28.93 | 28.72 | 7 | 21.72 | 5.3 | 1000 | 730.3 | 0.0072 | 0.6978 | 0.8863 | 0.1144
Kadmat | 2025-10-23 12:00 | 10 | 296 | 12 | 4.35 | 777.7 | 29.03 | 28.75 | 7 | 21.75 | 6.41 | 1000 | 737.1 | 0.0715 | 0.633 | 0.89 | 0.1384
Kadmat | 2025-10-23 13:00 | 10 | 296 | 13 | 4.48 | 763.2 | 29.06 | 28.77 | 7 | 21.77 | 6.79 | 1000 | 721.5 | 0.0798 | 0.6218 | 0.8929 | 0.1466
Kadmat | 2025-10-23 14:00 | 10 | 296 | 14 | 4.37 | 638.4 | 29.18 | 28.79 | 7 | 21.79 | 6.08 | 1000 | 731.7 | 0.0731 | 0.525 | 0.8948 | 0.1314
Kadmat | 2025-10-23 15:00 | 10 | 296 | 15 | 4.73 | 555.2 | 29.33 | 28.79 | 7 | 21.79 | 6.36 | 1000 | 643.4 | 0.0975 | 0.4592 | 0.8954 | 0.1373
Kadmat | 2025-10-23 16:00 | 10 | 296 | 16 | 4.45 | 338.3 | 29.06 | 28.79 | 7 | 21.79 | 5.91 | 1000 | 701.2 | 0.0779 | 0.2848 | 0.8949 | 0.1277
Kadmat | 2025-10-23 17:00 | 10 | 296 | 17 | 4.78 | 96.9 | 28.62 | 28.77 | 7 | 21.77 | 5.92 | 1000 | 824.7 | 0.1015 | 0.0832 | 0.8932 | 0.1279
Kadmat | 2025-10-23 18:00 | 10 | 296 | 18 | 4.22 | 0 | 28.37 | 28.75 | 7 | 21.75 | 5.42 | 1000 | 839.5 | 0.0637 | 0 | 0.8904 | 0.1171
Kadmat | 2025-10-23 19:00 | 10 | 296 | 19 | 4.14 | 0 | 28.03 | 28.72 | 7 | 21.72 | 5.49 | 1000 | 835.3 | 0.059 | 0 | 0.8868 | 0.1185
Kadmat | 2025-10-23 20:00 | 10 | 296 | 20 | 2.97 | 0 | 27.86 | 28.68 | 7 | 21.68 | 5.54 | 1000 | 871.6 | 0.0084 | 0 | 0.8826 | 0.1197
Kadmat | 2025-10-23 21:00 | 10 | 296 | 21 | 2.93 | 0 | 27.64 | 28.65 | 7 | 21.65 | 5.84 | 1000 | 815.1 | 0.0077 | 0 | 0.8781 | 0.1262
Kadmat | 2025-10-23 22:00 | 10 | 296 | 22 | 2.92 | 0 | 27.24 | 28.61 | 7 | 21.61 | 6.2 | 1000 | 720.8 | 0.0076 | 0 | 0.8736 | 0.1339
Kadmat | 2025-10-23 23:00 | 10 | 296 | 23 | 2.95 | 0 | 26.85 | 28.57 | 7 | 21.57 | 6.19 | 1000 | 590.9 | 0.0081 | 0 | 0.8695 | 0.1338
Kadmat | 2025-10-24 00:00 | 10 | 297 | 0 | 2.36 | 0 | 26.61 | 28.54 | 7 | 21.54 | 6.97 | 1000 | 450.6 | 0 | 0 | 0.8659 | 0.1504
Kadmat | 2025-10-24 01:00 | 10 | 297 | 1 | 1.45 | 0 | 26.3 | 28.52 | 7 | 21.52 | 7.42 | 1000 | 446 | 0 | 0 | 0.8632 | 0.1604
Kadmat | 2025-10-24 02:00 | 10 | 297 | 2 | 1.07 | 0 | 26.13 | 28.5 | 7 | 21.5 | 8.11 | 1000 | 454.4 | 0 | 0 | 0.8615 | 0.1752
Kadmat | 2025-10-24 03:00 | 10 | 297 | 3 | 1.39 | 0 | 26.03 | 28.5 | 7 | 21.5 | 7.75 | 1000 | 451.4 | 0 | 0 | 0.8609 | 0.1674
Kadmat | 2025-10-24 04:00 | 10 | 297 | 4 | 1.73 | 0 | 25.98 | 28.51 | 7 | 21.51 | 6.83 | 1000 | 454.7 | 0 | 0 | 0.8616 | 0.1475
Kadmat | 2025-10-24 05:00 | 10 | 297 | 5 | 1.85 | 0 | 26.21 | 28.52 | 7 | 21.52 | 6.71 | 1000 | 464.2 | 0 | 0 | 0.8634 | 0.1449
Kadmat | 2025-10-24 06:00 | 10 | 297 | 6 | 2.14 | 0 | 26.48 | 28.55 | 7 | 21.55 | 6.61 | 1000 | 587.4 | 0 | 0 | 0.8663 | 0.1428
Kadmat | 2025-10-24 07:00 | 10 | 297 | 7 | 2.05 | 152.8 | 26.71 | 28.58 | 7 | 21.58 | 6.43 | 1000 | 620.8 | 0 | 0.1315 | 0.87 | 0.1389
Kadmat | 2025-10-24 08:00 | 10 | 297 | 8 | 3.15 | 457.6 | 27.26 | 28.61 | 7 | 21.61 | 7.47 | 1000 | 633.3 | 0.0143 | 0.3842 | 0.8743 | 0.1614
Kadmat | 2025-10-24 09:00 | 10 | 297 | 9 | 4.07 | 528.7 | 27.74 | 28.65 | 7 | 21.65 | 8.25 | 1000 | 629.4 | 0.0545 | 0.4408 | 0.8789 | 0.1783
Kadmat | 2025-10-24 10:00 | 10 | 297 | 10 | 3.1 | 553.7 | 28.39 | 28.69 | 7 | 21.69 | 8.3 | 1000 | 707.5 | 0.0125 | 0.4596 | 0.8835 | 0.1792
Kadmat | 2025-10-24 11:00 | 10 | 297 | 11 | 2.14 | 780.6 | 28.66 | 28.73 | 7 | 21.73 | 8.23 | 1000 | 697.3 | 0 | 0.6361 | 0.8879 | 0.1777
Kadmat | 2025-10-24 12:00 | 10 | 297 | 12 | 2.14 | 812.4 | 28.94 | 28.76 | 7 | 21.76 | 8.49 | 1000 | 742 | 0 | 0.6597 | 0.8916 | 0.1834
Kadmat | 2025-10-24 13:00 | 10 | 297 | 13 | 2.82 | 781.6 | 29.11 | 28.79 | 7 | 21.79 | 10.05 | 1000 | 702.1 | 0.0057 | 0.6357 | 0.8945 | 0.217
Kadmat | 2025-10-24 14:00 | 10 | 297 | 14 | 3.01 | 578.9 | 29.01 | 28.8 | 7 | 21.8 | 9.55 | 1000 | 663.7 | 0.0092 | 0.4786 | 0.8963 | 0.2062
Kadmat | 2025-10-24 15:00 | 10 | 297 | 15 | 3.02 | 571.3 | 28.87 | 28.81 | 7 | 21.81 | 9.5 | 1000 | 693.2 | 0.0096 | 0.4728 | 0.897 | 0.2052
Kadmat | 2025-10-24 16:00 | 10 | 297 | 16 | 3.05 | 357.5 | 28.62 | 28.8 | 7 | 21.8 | 9.43 | 1000 | 731.6 | 0.0109 | 0.301 | 0.8964 | 0.2037
Kadmat | 2025-10-24 17:00 | 10 | 297 | 17 | 3.14 | 117.9 | 28.55 | 28.79 | 7 | 21.79 | 9.81 | 1000 | 770.6 | 0.0139 | 0.1011 | 0.8947 | 0.2118
Kadmat | 2025-10-24 18:00 | 10 | 297 | 18 | 2.31 | 0 | 28.23 | 28.76 | 7 | 21.76 | 9.91 | 1000 | 866.8 | 0 | 0 | 0.892 | 0.214
Kadmat | 2025-10-24 19:00 | 10 | 297 | 19 | 1.83 | 0 | 27.78 | 28.73 | 7 | 21.73 | 9.8 | 1000 | 844.1 | 0 | 0 | 0.8884 | 0.2116
Kadmat | 2025-10-24 20:00 | 10 | 297 | 20 | 2.22 | 0 | 27.17 | 28.7 | 7 | 21.7 | 10.56 | 1000 | 843.1 | 0 | 0 | 0.8842 | 0.2281
Kadmat | 2025-10-24 21:00 | 10 | 297 | 21 | 2.08 | 0 | 26.85 | 28.66 | 7 | 21.66 | 9.95 | 1000 | 792.4 | 0 | 0 | 0.8797 | 0.215
Kadmat | 2025-10-24 22:00 | 10 | 297 | 22 | 1.77 | 0 | 26.15 | 28.62 | 7 | 21.62 | 10.02 | 1000 | 695 | 0 | 0 | 0.8752 | 0.2164
Kadmat | 2025-10-24 23:00 | 10 | 297 | 23 | 1.52 | 0 | 26.17 | 28.59 | 7 | 21.59 | 10.38 | 1000 | 596.8 | 0 | 0 | 0.871 | 0.2242
Kadmat | 2025-10-25 00:00 | 10 | 298 | 0 | 1.75 | 0 | 26.16 | 28.56 | 7 | 21.56 | 10.28 | 1000 | 473.9 | 0 | 0 | 0.8674 | 0.2222
Kadmat | 2025-10-25 01:00 | 10 | 298 | 1 | 1.52 | 0 | 26.12 | 28.53 | 7 | 21.53 | 9.98 | 1000 | 480.2 | 0 | 0 | 0.8647 | 0.2155
Kadmat | 2025-10-25 02:00 | 10 | 298 | 2 | 1.94 | 0 | 26.14 | 28.52 | 7 | 21.52 | 10.75 | 1000 | 466.1 | 0 | 0 | 0.863 | 0.2321
Kadmat | 2025-10-25 03:00 | 10 | 298 | 3 | 1.97 | 0 | 26.21 | 28.51 | 7 | 21.51 | 10.14 | 1000 | 439.5 | 0 | 0 | 0.8625 | 0.219
Kadmat | 2025-10-25 04:00 | 10 | 298 | 4 | 1.4 | 0 | 26.31 | 28.52 | 7 | 21.52 | 9.8 | 1000 | 420 | 0 | 0 | 0.8631 | 0.2117
Kadmat | 2025-10-25 05:00 | 10 | 298 | 5 | 1.42 | 0 | 26.65 | 28.53 | 7 | 21.53 | 10.64 | 1000 | 487.1 | 0 | 0 | 0.8649 | 0.2298
Kadmat | 2025-10-25 06:00 | 10 | 298 | 6 | 1.74 | 0 | 27.13 | 28.56 | 7 | 21.56 | 9.69 | 1000 | 538.5 | 0 | 0 | 0.8678 | 0.2093
Kadmat | 2025-10-25 07:00 | 10 | 298 | 7 | 2.08 | 165 | 27.75 | 28.59 | 7 | 21.59 | 10.84 | 1000 | 593.2 | 0 | 0.1414 | 0.8715 | 0.2342
Kadmat | 2025-10-25 08:00 | 10 | 298 | 8 | 2.33 | 346.2 | 28.07 | 28.63 | 7 | 21.63 | 12.01 | 1000 | 669.9 | 0 | 0.2923 | 0.8758 | 0.2594
Kadmat | 2025-10-25 09:00 | 10 | 298 | 9 | 2.29 | 587.9 | 28.57 | 28.67 | 7 | 21.67 | 12.93 | 1000 | 645.3 | 0 | 0.4865 | 0.8804 | 0.2794
Kadmat | 2025-10-25 10:00 | 10 | 298 | 10 | 2.59 | 653.9 | 29.08 | 28.71 | 7 | 21.71 | 13.01 | 1000 | 672.9 | 0.0017 | 0.5373 | 0.8851 | 0.2811
Kadmat | 2025-10-25 11:00 | 10 | 298 | 11 | 1.98 | 818.1 | 29.44 | 28.74 | 7 | 21.74 | 13.73 | 1000 | 682.8 | 0 | 0.6627 | 0.8894 | 0.2965
Kadmat | 2025-10-25 12:00 | 10 | 298 | 12 | 1.54 | 879.5 | 29.51 | 28.77 | 7 | 21.77 | 13.78 | 1000 | 680.6 | 0 | 0.7088 | 0.8931 | 0.2976
Kadmat | 2025-10-25 13:00 | 10 | 298 | 13 | 2.72 | 723.8 | 29.84 | 28.8 | 7 | 21.8 | 14.18 | 1000 | 682.3 | 0.004 | 0.5898 | 0.896 | 0.3063
Kadmat | 2025-10-25 14:00 | 10 | 298 | 14 | 3.55 | 688.6 | 29.79 | 28.81 | 7 | 21.81 | 12.63 | 1000 | 706.3 | 0.0295 | 0.5628 | 0.8979 | 0.2728
Kadmat | 2025-10-25 15:00 | 10 | 298 | 15 | 3.5 | 518.7 | 29.54 | 28.82 | 7 | 21.82 | 14.88 | 1000 | 690.7 | 0.0272 | 0.4299 | 0.8985 | 0.3215
Kadmat | 2025-10-25 16:00 | 10 | 298 | 16 | 3.18 | 295.9 | 29.37 | 28.82 | 7 | 21.82 | 14.3 | 1000 | 702.5 | 0.0155 | 0.2496 | 0.898 | 0.3089
Kadmat | 2025-10-25 17:00 | 10 | 298 | 17 | 3.37 | 121.3 | 29.19 | 28.8 | 7 | 21.8 | 14.96 | 1000 | 808.1 | 0.0223 | 0.1037 | 0.8963 | 0.3232
Kadmat | 2025-10-25 18:00 | 10 | 298 | 18 | 3.64 | 0 | 28.84 | 28.78 | 7 | 21.78 | 14.63 | 1000 | 845.1 | 0.0333 | 0 | 0.8935 | 0.316
Kadmat | 2025-10-25 19:00 | 10 | 298 | 19 | 2.66 | 0 | 28.48 | 28.75 | 7 | 21.75 | 13.76 | 1000 | 922 | 0.0029 | 0 | 0.8899 | 0.2973
Kadmat | 2025-10-25 20:00 | 10 | 298 | 20 | 2.26 | 0 | 27.93 | 28.71 | 7 | 21.71 | 14.2 | 1000 | 902.8 | 0 | 0 | 0.8857 | 0.3067
Kadmat | 2025-10-25 21:00 | 10 | 298 | 21 | 2.77 | 0 | 27.19 | 28.67 | 7 | 21.67 | 14.87 | 1000 | 818.2 | 0.0048 | 0 | 0.8812 | 0.3211
Kadmat | 2025-10-25 22:00 | 10 | 298 | 22 | 3.63 | 0 | 26.89 | 28.63 | 7 | 21.63 | 17.06 | 1000 | 659.9 | 0.0331 | 0 | 0.8767 | 0.3684
Kadmat | 2025-10-25 23:00 | 10 | 298 | 23 | 3.72 | 0 | 26.67 | 28.6 | 7 | 21.6 | 18.47 | 1000 | 556.1 | 0.0373 | 0 | 0.8725 | 0.399
Kadmat | 2025-10-26 00:00 | 10 | 299 | 0 | 3.71 | 0 | 26.31 | 28.57 | 7 | 21.57 | 18.49 | 1000 | 481 | 0.0367 | 0 | 0.869 | 0.3994
Kadmat | 2025-10-26 01:00 | 10 | 299 | 1 | 3.67 | 0 | 26.18 | 28.55 | 7 | 21.55 | 19.43 | 1000 | 458 | 0.0351 | 0 | 0.8662 | 0.4196
Kadmat | 2025-10-26 02:00 | 10 | 299 | 2 | 2.74 | 0 | 25.91 | 28.53 | 7 | 21.53 | 18.94 | 1000 | 443.8 | 0.0043 | 0 | 0.8645 | 0.4091
Kadmat | 2025-10-26 03:00 | 10 | 299 | 3 | 4.24 | 0 | 26.13 | 28.53 | 7 | 21.53 | 20.48 | 1000 | 440.1 | 0.0651 | 0 | 0.864 | 0.4424
Kadmat | 2025-10-26 04:00 | 10 | 299 | 4 | 4.41 | 0 | 26.18 | 28.53 | 7 | 21.53 | 22.36 | 1000 | 441.3 | 0.0753 | 0 | 0.8647 | 0.483
Kadmat | 2025-10-26 05:00 | 10 | 299 | 5 | 4.2 | 0 | 26.43 | 28.55 | 7 | 21.55 | 21.66 | 1000 | 485.9 | 0.0624 | 0 | 0.8665 | 0.4679
Kadmat | 2025-10-26 06:00 | 10 | 299 | 6 | 4.19 | 0 | 26.92 | 28.57 | 7 | 21.57 | 23.12 | 1000 | 555.7 | 0.062 | 0 | 0.8693 | 0.4993
Kadmat | 2025-10-26 07:00 | 10 | 299 | 7 | 5.09 | 154.3 | 27.07 | 28.6 | 7 | 21.6 | 23.45 | 1000 | 596.7 | 0.1249 | 0.1327 | 0.873 | 0.5065
Kadmat | 2025-10-26 08:00 | 10 | 299 | 8 | 6.45 | 364.5 | 27.5 | 28.64 | 7 | 21.64 | 22.71 | 1000 | 641.9 | 0.2587 | 0.308 | 0.8774 | 0.4905
Kadmat | 2025-10-26 09:00 | 10 | 299 | 9 | 6.6 | 512.5 | 27.87 | 28.68 | 7 | 21.68 | 21.06 | 1000 | 705.8 | 0.2774 | 0.4276 | 0.882 | 0.4549
Kadmat | 2025-10-26 10:00 | 10 | 299 | 10 | 7.9 | 671.8 | 28.26 | 28.72 | 7 | 21.72 | 19.29 | 1000 | 703.6 | 0.4645 | 0.5529 | 0.8866 | 0.4167
Kadmat | 2025-10-26 11:00 | 10 | 299 | 11 | 8.28 | 629.8 | 28.59 | 28.76 | 7 | 21.76 | 19.15 | 1000 | 697 | 0.5268 | 0.5194 | 0.891 | 0.4137
Kadmat | 2025-10-26 12:00 | 10 | 299 | 12 | 9.27 | 692.9 | 29.11 | 28.79 | 7 | 21.79 | 18.76 | 1000 | 668.3 | 0.6818 | 0.5676 | 0.8947 | 0.4053
Kadmat | 2025-10-26 13:00 | 10 | 299 | 13 | 8.47 | 720.8 | 29.48 | 28.81 | 7 | 21.81 | 20.56 | 1000 | 715.8 | 0.5591 | 0.5883 | 0.8976 | 0.4441
Kadmat | 2025-10-26 14:00 | 10 | 299 | 14 | 7.14 | 624.9 | 29.32 | 28.83 | 7 | 21.83 | 21.33 | 1000 | 671.8 | 0.3488 | 0.5141 | 0.8994 | 0.4607
Kadmat | 2025-10-26 15:00 | 10 | 299 | 15 | 7.11 | 487.3 | 29.2 | 28.83 | 7 | 21.83 | 21.76 | 1000 | 673.6 | 0.3448 | 0.4054 | 0.9001 | 0.4701
Kadmat | 2025-10-26 16:00 | 10 | 299 | 16 | 6.54 | 259.9 | 28.91 | 28.83 | 7 | 21.83 | 19.15 | 1000 | 683.1 | 0.2697 | 0.2202 | 0.8996 | 0.4136
Kadmat | 2025-10-26 17:00 | 10 | 299 | 17 | 5.72 | 104.8 | 28.76 | 28.81 | 7 | 21.81 | 21.33 | 1000 | 792.3 | 0.1798 | 0.0899 | 0.8978 | 0.4608
Kadmat | 2025-10-26 18:00 | 10 | 299 | 18 | 4.91 | 0 | 28.44 | 28.79 | 7 | 21.79 | 21.14 | 1000 | 862.2 | 0.1106 | 0 | 0.8951 | 0.4565
Kadmat | 2025-10-26 19:00 | 10 | 299 | 19 | 5.08 | 0 | 28.02 | 28.76 | 7 | 21.76 | 20.24 | 1000 | 910.6 | 0.1238 | 0 | 0.8915 | 0.4371
Kadmat | 2025-10-26 20:00 | 10 | 299 | 20 | 4.8 | 0 | 27.46 | 28.72 | 7 | 21.72 | 20.47 | 1000 | 822.9 | 0.1023 | 0 | 0.8873 | 0.4422
Kadmat | 2025-10-26 21:00 | 10 | 299 | 21 | 4.11 | 0 | 27.08 | 28.69 | 7 | 21.69 | 19.15 | 1000 | 796.4 | 0.0571 | 0 | 0.8828 | 0.4137
Kadmat | 2025-10-26 22:00 | 10 | 299 | 22 | 3.41 | 0 | 26.88 | 28.65 | 7 | 21.65 | 16.65 | 1000 | 703.5 | 0.0238 | 0 | 0.8783 | 0.3596
Kadmat | 2025-10-26 23:00 | 10 | 299 | 23 | 2.22 | 0 | 26.64 | 28.61 | 7 | 21.61 | 17.35 | 1000 | 556.7 | 0 | 0 | 0.8741 | 0.3747
Kadmat | 2025-10-27 00:00 | 10 | 300 | 0 | 2.48 | 0 | 26.43 | 28.58 | 7 | 21.58 | 13.99 | 1000 | 478.7 | 0 | 0 | 0.8705 | 0.3022
Kadmat | 2025-10-27 01:00 | 10 | 300 | 1 | 2.56 | 0 | 26.27 | 28.56 | 7 | 21.56 | 14.34 | 1000 | 495.9 | 0.001 | 0 | 0.8678 | 0.3097
Kadmat | 2025-10-27 02:00 | 10 | 300 | 2 | 2.41 | 0 | 26.08 | 28.54 | 7 | 21.54 | 14.47 | 1000 | 443.6 | 0 | 0 | 0.8661 | 0.3125
Kadmat | 2025-10-27 03:00 | 10 | 300 | 3 | 2.76 | 0 | 26.24 | 28.54 | 7 | 21.54 | 16.7 | 1000 | 447.9 | 0.0046 | 0 | 0.8655 | 0.3607
Kadmat | 2025-10-27 04:00 | 10 | 300 | 4 | 3.49 | 0 | 26.35 | 28.55 | 7 | 21.55 | 17.96 | 1000 | 441.9 | 0.0265 | 0 | 0.8662 | 0.3879
Kadmat | 2025-10-27 05:00 | 10 | 300 | 5 | 3.23 | 0 | 26.7 | 28.56 | 7 | 21.56 | 18.22 | 1000 | 511.4 | 0.0173 | 0 | 0.868 | 0.3936
Kadmat | 2025-10-27 06:00 | 10 | 300 | 6 | 2.46 | 0 | 27.13 | 28.58 | 7 | 21.58 | 17.65 | 1000 | 547.1 | 0 | 0 | 0.8709 | 0.3812
Kadmat | 2025-10-27 07:00 | 10 | 300 | 7 | 2.38 | 205.2 | 27.47 | 28.62 | 7 | 21.62 | 16.81 | 1000 | 581.5 | 0 | 0.1755 | 0.8746 | 0.3632
Kadmat | 2025-10-27 08:00 | 10 | 300 | 8 | 2.18 | 369.7 | 27.89 | 28.65 | 7 | 21.65 | 18.26 | 1000 | 668.1 | 0 | 0.3118 | 0.8789 | 0.3944
Kadmat | 2025-10-27 09:00 | 10 | 300 | 9 | 1.89 | 609.3 | 28.37 | 28.69 | 7 | 21.69 | 18.68 | 1000 | 664.8 | 0 | 0.5037 | 0.8835 | 0.4035
Kadmat | 2025-10-27 10:00 | 10 | 300 | 10 | 1.3 | 742.3 | 28.72 | 28.73 | 7 | 21.73 | 16.31 | 1000 | 683.9 | 0 | 0.6065 | 0.8882 | 0.3524
Kadmat | 2025-10-27 11:00 | 10 | 300 | 11 | 1.04 | 907 | 29.07 | 28.77 | 7 | 21.77 | 15.82 | 1000 | 710.9 | 0 | 0.7306 | 0.8925 | 0.3417
Kadmat | 2025-10-27 12:00 | 10 | 300 | 12 | 0.92 | 869.9 | 29.19 | 28.8 | 7 | 21.8 | 14.84 | 1000 | 746.1 | 0 | 0.7025 | 0.8963 | 0.3205
Kadmat | 2025-10-27 13:00 | 10 | 300 | 13 | 0.71 | 773.8 | 29.09 | 28.82 | 7 | 21.82 | 16.43 | 1000 | 713.6 | 0 | 0.6298 | 0.8991 | 0.3548
Kadmat | 2025-10-27 14:00 | 10 | 300 | 14 | 0.95 | 728.7 | 29.13 | 28.84 | 7 | 21.84 | 18.18 | 1000 | 684 | 0 | 0.5951 | 0.901 | 0.3927
Kadmat | 2025-10-27 15:00 | 10 | 300 | 15 | 0.89 | 504.2 | 29.27 | 28.85 | 7 | 21.85 | 14.19 | 1000 | 684 | 0 | 0.4188 | 0.9017 | 0.3065
Kadmat | 2025-10-27 16:00 | 10 | 300 | 16 | 1.06 | 338.8 | 29.24 | 28.84 | 7 | 21.84 | 15.79 | 1000 | 696.9 | 0 | 0.285 | 0.9011 | 0.3412
Kadmat | 2025-10-27 17:00 | 10 | 300 | 17 | 1.78 | 113 | 28.83 | 28.83 | 7 | 21.83 | 13.32 | 1000 | 767.9 | 0 | 0.0968 | 0.8994 | 0.2878
Kadmat | 2025-10-27 18:00 | 10 | 300 | 18 | 1.88 | 0 | 28.11 | 28.8 | 7 | 21.8 | 13.71 | 1000 | 816.6 | 0 | 0 | 0.8966 | 0.2961
Kadmat | 2025-10-27 19:00 | 10 | 300 | 19 | 1.83 | 0 | 27.75 | 28.77 | 7 | 21.77 | 13.45 | 1000 | 900.5 | 0 | 0 | 0.893 | 0.2906
Kadmat | 2025-10-27 20:00 | 10 | 300 | 20 | 1.87 | 0 | 27.39 | 28.74 | 7 | 21.74 | 15.09 | 1000 | 882 | 0 | 0 | 0.8888 | 0.3259
Kadmat | 2025-10-27 21:00 | 10 | 300 | 21 | 2.37 | 0 | 27.05 | 28.7 | 7 | 21.7 | 13.71 | 1000 | 817.5 | 0 | 0 | 0.8843 | 0.2961
Kadmat | 2025-10-27 22:00 | 10 | 300 | 22 | 2.44 | 0 | 26.76 | 28.66 | 7 | 21.66 | 13.25 | 1000 | 697.2 | 0 | 0 | 0.8798 | 0.2862
Kadmat | 2025-10-27 23:00 | 10 | 300 | 23 | 2.07 | 0 | 26.71 | 28.63 | 7 | 21.63 | 13.86 | 1000 | 573.5 | 0 | 0 | 0.8756 | 0.2994
Kadmat | 2025-10-28 00:00 | 10 | 301 | 0 | 1.86 | 0 | 26.53 | 28.59 | 7 | 21.59 | 13.34 | 1000 | 464 | 0 | 0 | 0.872 | 0.2881
Kadmat | 2025-10-28 01:00 | 10 | 301 | 1 | 2.19 | 0 | 26.26 | 28.57 | 7 | 21.57 | 14.14 | 1000 | 453.2 | 0 | 0 | 0.8693 | 0.3055
Kadmat | 2025-10-28 02:00 | 10 | 301 | 2 | 2.17 | 0 | 26.1 | 28.56 | 7 | 21.56 | 13.5 | 1000 | 453.4 | 0 | 0 | 0.8676 | 0.2917
Kadmat | 2025-10-28 03:00 | 10 | 301 | 3 | 2.64 | 0 | 26.41 | 28.55 | 7 | 21.55 | 12.61 | 1000 | 426.6 | 0.0025 | 0 | 0.8671 | 0.2724
Kadmat | 2025-10-28 04:00 | 10 | 301 | 4 | 2.93 | 0 | 26.56 | 28.56 | 7 | 21.56 | 13.58 | 1000 | 428 | 0.0077 | 0 | 0.8677 | 0.2933
Kadmat | 2025-10-28 05:00 | 10 | 301 | 5 | 2.41 | 0 | 26.86 | 28.57 | 7 | 21.57 | 12.76 | 1000 | 490.4 | 0 | 0 | 0.8696 | 0.2755
Kadmat | 2025-10-28 06:00 | 10 | 301 | 6 | 3.31 | 0 | 27.17 | 28.6 | 7 | 21.6 | 12.38 | 1000 | 561.7 | 0.0202 | 0 | 0.8724 | 0.2674
Kadmat | 2025-10-28 07:00 | 10 | 301 | 7 | 3.83 | 135.8 | 27.55 | 28.63 | 7 | 21.63 | 12.71 | 1000 | 607.2 | 0.0425 | 0.1167 | 0.8761 | 0.2746
Kadmat | 2025-10-28 08:00 | 10 | 301 | 8 | 4.79 | 352 | 27.93 | 28.67 | 7 | 21.67 | 13.56 | 1000 | 633.8 | 0.1021 | 0.2972 | 0.8804 | 0.293
Kadmat | 2025-10-28 09:00 | 10 | 301 | 9 | 5.03 | 457.3 | 28.18 | 28.71 | 7 | 21.71 | 13.89 | 1000 | 658.2 | 0.1198 | 0.3827 | 0.8851 | 0.3
Kadmat | 2025-10-28 10:00 | 10 | 301 | 10 | 5.7 | 619.2 | 28.69 | 28.75 | 7 | 21.75 | 14.41 | 1000 | 690.1 | 0.1775 | 0.5108 | 0.8897 | 0.3113
Kadmat | 2025-10-28 11:00 | 10 | 301 | 11 | 5.14 | 685 | 28.84 | 28.78 | 7 | 21.78 | 13.45 | 1000 | 703.3 | 0.1288 | 0.562 | 0.8941 | 0.2904
Kadmat | 2025-10-28 12:00 | 10 | 301 | 12 | 5.8 | 738.1 | 29 | 28.81 | 7 | 21.81 | 14.75 | 1000 | 713.9 | 0.1874 | 0.6027 | 0.8978 | 0.3186
Kadmat | 2025-10-28 13:00 | 10 | 301 | 13 | 6.3 | 625.1 | 29.34 | 28.84 | 7 | 21.84 | 13.96 | 1000 | 719.6 | 0.2414 | 0.5142 | 0.9007 | 0.3015
Kadmat | 2025-10-28 14:00 | 10 | 301 | 14 | 5.98 | 620.6 | 29.52 | 28.85 | 7 | 21.85 | 13.91 | 1000 | 696.1 | 0.205 | 0.5104 | 0.9025 | 0.3005
Kadmat | 2025-10-28 15:00 | 10 | 301 | 15 | 5.91 | 471.8 | 29.58 | 28.86 | 7 | 21.86 | 14.72 | 1000 | 667.8 | 0.198 | 0.3924 | 0.9032 | 0.318
Kadmat | 2025-10-28 16:00 | 10 | 301 | 16 | 4.89 | 307.7 | 29.21 | 28.85 | 7 | 21.85 | 14.97 | 1000 | 693.9 | 0.1089 | 0.2595 | 0.9027 | 0.3233
Kadmat | 2025-10-28 17:00 | 10 | 301 | 17 | 4.65 | 109.1 | 28.76 | 28.84 | 7 | 21.84 | 14.67 | 1000 | 794 | 0.092 | 0.0935 | 0.901 | 0.3169
Kadmat | 2025-10-28 18:00 | 10 | 301 | 18 | 4.35 | 0 | 28.4 | 28.82 | 7 | 21.82 | 14.51 | 1000 | 845.5 | 0.0717 | 0 | 0.8982 | 0.3134
Kadmat | 2025-10-28 19:00 | 10 | 301 | 19 | 4.51 | 0 | 28.04 | 28.79 | 7 | 21.79 | 15.28 | 1000 | 853.2 | 0.0814 | 0 | 0.8946 | 0.33
Kadmat | 2025-10-28 20:00 | 10 | 301 | 20 | 4.45 | 0 | 27.67 | 28.75 | 7 | 21.75 | 13.5 | 1000 | 837 | 0.0782 | 0 | 0.8904 | 0.2917
Kadmat | 2025-10-28 21:00 | 10 | 301 | 21 | 3.99 | 0 | 27.3 | 28.71 | 7 | 21.71 | 12.62 | 1000 | 835.2 | 0.0499 | 0 | 0.8858 | 0.2725
Kadmat | 2025-10-28 22:00 | 10 | 301 | 22 | 4.21 | 0 | 26.89 | 28.67 | 7 | 21.67 | 11.73 | 1000 | 687.4 | 0.0635 | 0 | 0.8813 | 0.2534
Kadmat | 2025-10-28 23:00 | 10 | 301 | 23 | 3.18 | 0 | 26.49 | 28.64 | 7 | 21.64 | 11.59 | 1000 | 574.8 | 0.0154 | 0 | 0.8771 | 0.2503
Kadmat | 2025-10-29 00:00 | 10 | 302 | 0 | 3.6 | 0 | 26.03 | 28.61 | 7 | 21.61 | 11.39 | 1000 | 481.8 | 0.0318 | 0 | 0.8736 | 0.2461
Kadmat | 2025-10-29 01:00 | 10 | 302 | 1 | 3.1 | 0 | 25.9 | 28.58 | 7 | 21.58 | 11.77 | 1000 | 489.8 | 0.0125 | 0 | 0.8708 | 0.2542
Kadmat | 2025-10-29 02:00 | 10 | 302 | 2 | 3.71 | 0 | 26.1 | 28.57 | 7 | 21.57 | 11.86 | 1000 | 433.6 | 0.037 | 0 | 0.8691 | 0.2563
Kadmat | 2025-10-29 03:00 | 10 | 302 | 3 | 4.26 | 0 | 26.11 | 28.57 | 7 | 21.57 | 13.11 | 1000 | 415.2 | 0.0666 | 0 | 0.8686 | 0.2832
Kadmat | 2025-10-29 04:00 | 10 | 302 | 4 | 4.57 | 0 | 26.01 | 28.57 | 7 | 21.57 | 14.68 | 1000 | 453.9 | 0.0861 | 0 | 0.8693 | 0.3171
Kadmat | 2025-10-29 05:00 | 10 | 302 | 5 | 5.29 | 0 | 26.46 | 28.59 | 7 | 21.59 | 15.09 | 1000 | 488.4 | 0.141 | 0 | 0.8711 | 0.326
Kadmat | 2025-10-29 06:00 | 10 | 302 | 6 | 6.53 | 0 | 26.91 | 28.61 | 7 | 21.61 | 14.81 | 1000 | 549.7 | 0.2689 | 0 | 0.874 | 0.3199
Kadmat | 2025-10-29 07:00 | 10 | 302 | 7 | 5.89 | 125 | 27.4 | 28.64 | 7 | 21.64 | 14.11 | 1000 | 587.2 | 0.1962 | 0.1076 | 0.8777 | 0.3049
Kadmat | 2025-10-29 08:00 | 10 | 302 | 8 | 5.89 | 405.5 | 27.61 | 28.68 | 7 | 21.68 | 12.03 | 1000 | 623.1 | 0.1964 | 0.3414 | 0.882 | 0.2599
Kadmat | 2025-10-29 09:00 | 10 | 302 | 9 | 6.54 | 570.8 | 28.08 | 28.72 | 7 | 21.72 | 12.92 | 1000 | 645.1 | 0.2697 | 0.4737 | 0.8866 | 0.2791
Kadmat | 2025-10-29 10:00 | 10 | 302 | 10 | 6.18 | 645.6 | 28.51 | 28.76 | 7 | 21.76 | 12.02 | 1000 | 679.4 | 0.2279 | 0.5319 | 0.8913 | 0.2597
Kadmat | 2025-10-29 11:00 | 10 | 302 | 11 | 6.13 | 763.7 | 28.69 | 28.79 | 7 | 21.79 | 10.79 | 1000 | 689.9 | 0.2224 | 0.623 | 0.8956 | 0.2331
Kadmat | 2025-10-29 12:00 | 10 | 302 | 12 | 6.51 | 773.2 | 28.82 | 28.83 | 7 | 21.83 | 9.35 | 1000 | 721.3 | 0.2664 | 0.63 | 0.8994 | 0.202
Kadmat | 2025-10-29 13:00 | 10 | 302 | 13 | 7.27 | 794.4 | 29.17 | 28.85 | 7 | 21.85 | 9.38 | 1000 | 681.2 | 0.3681 | 0.6454 | 0.9023 | 0.2027
Kadmat | 2025-10-29 14:00 | 10 | 302 | 14 | 7.35 | 581.9 | 29.18 | 28.87 | 7 | 21.87 | 10.98 | 1000 | 681.9 | 0.3805 | 0.4806 | 0.9041 | 0.2371
Kadmat | 2025-10-29 15:00 | 10 | 302 | 15 | 7.28 | 405 | 29.31 | 28.87 | 7 | 21.87 | 9.52 | 1000 | 667 | 0.3692 | 0.3389 | 0.9048 | 0.2056
Kadmat | 2025-10-29 16:00 | 10 | 302 | 16 | 9.03 | 298.8 | 29.11 | 28.87 | 7 | 21.87 | 9.87 | 1000 | 722.6 | 0.6466 | 0.2522 | 0.9042 | 0.2132
Kadmat | 2025-10-29 17:00 | 10 | 302 | 17 | 8.26 | 122.9 | 28.93 | 28.85 | 7 | 21.85 | 8.83 | 1000 | 815.3 | 0.523 | 0.1052 | 0.9025 | 0.1907
Kadmat | 2025-10-29 18:00 | 10 | 302 | 18 | 7.43 | 0 | 28.66 | 28.83 | 7 | 21.83 | 8.76 | 1000 | 853.2 | 0.392 | 0 | 0.8997 | 0.1893
Kadmat | 2025-10-29 19:00 | 10 | 302 | 19 | 7.36 | 0 | 28.4 | 28.8 | 7 | 21.8 | 8.92 | 1000 | 891.3 | 0.3814 | 0 | 0.8961 | 0.1926
Kadmat | 2025-10-29 20:00 | 10 | 302 | 20 | 5.98 | 0 | 28.1 | 28.76 | 7 | 21.76 | 8.91 | 1000 | 898.1 | 0.205 | 0 | 0.8919 | 0.1924
Kadmat | 2025-10-29 21:00 | 10 | 302 | 21 | 6.66 | 0 | 27.63 | 28.73 | 7 | 21.73 | 9.13 | 1000 | 786.8 | 0.285 | 0 | 0.8874 | 0.1972
Kadmat | 2025-10-29 22:00 | 10 | 302 | 22 | 6.71 | 0 | 27.39 | 28.69 | 7 | 21.69 | 9.17 | 1000 | 633.6 | 0.2924 | 0 | 0.8829 | 0.198
Kadmat | 2025-10-29 23:00 | 10 | 302 | 23 | 6.01 | 0 | 27.08 | 28.65 | 7 | 21.65 | 8.93 | 1000 | 592.6 | 0.2086 | 0 | 0.8787 | 0.1928
Kadmat | 2025-10-30 00:00 | 10 | 303 | 0 | 5.76 | 0 | 26.77 | 28.62 | 7 | 21.62 | 9.26 | 1000 | 504.2 | 0.1832 | 0 | 0.8751 | 0.2
Kadmat | 2025-10-30 01:00 | 10 | 303 | 1 | 6.32 | 0 | 26.65 | 28.6 | 7 | 21.6 | 9.7 | 1000 | 457.4 | 0.2434 | 0 | 0.8724 | 0.2095
Kadmat | 2025-10-30 02:00 | 10 | 303 | 2 | 6.9 | 0 | 26.59 | 28.58 | 7 | 21.58 | 8.83 | 1000 | 427.9 | 0.3159 | 0 | 0.8707 | 0.1908
Kadmat | 2025-10-30 03:00 | 10 | 303 | 3 | 7.71 | 0 | 26.8 | 28.58 | 7 | 21.58 | 9.55 | 1000 | 420.3 | 0.4344 | 0 | 0.8701 | 0.2063
Kadmat | 2025-10-30 04:00 | 10 | 303 | 4 | 8.01 | 0 | 26.7 | 28.58 | 7 | 21.58 | 10.78 | 1000 | 441.3 | 0.4825 | 0 | 0.8708 | 0.2329
Kadmat | 2025-10-30 05:00 | 10 | 303 | 5 | 6.51 | 0 | 26.8 | 28.6 | 7 | 21.6 | 10.83 | 1000 | 486.7 | 0.2653 | 0 | 0.8726 | 0.2338
Kadmat | 2025-10-30 06:00 | 10 | 303 | 6 | 6.65 | 0 | 27.13 | 28.62 | 7 | 21.62 | 11.84 | 1000 | 545.8 | 0.2845 | 0 | 0.8755 | 0.2558
Kadmat | 2025-10-30 07:00 | 10 | 303 | 7 | 7.53 | 177.1 | 27.56 | 28.66 | 7 | 21.66 | 13.29 | 1000 | 597.2 | 0.4064 | 0.1518 | 0.8792 | 0.2871
Kadmat | 2025-10-30 08:00 | 10 | 303 | 8 | 7.21 | 338.2 | 28.05 | 28.69 | 7 | 21.69 | 14.48 | 1000 | 637 | 0.3593 | 0.2857 | 0.8835 | 0.3127
Kadmat | 2025-10-30 09:00 | 10 | 303 | 9 | 7.74 | 518.4 | 28.23 | 28.73 | 7 | 21.73 | 16.01 | 1000 | 663 | 0.4398 | 0.4318 | 0.8882 | 0.3458
Kadmat | 2025-10-30 10:00 | 10 | 303 | 10 | 7.33 | 710.2 | 28.62 | 28.77 | 7 | 21.77 | 15.39 | 1000 | 713.1 | 0.3776 | 0.582 | 0.8928 | 0.3325
Kadmat | 2025-10-30 11:00 | 10 | 303 | 11 | 8.47 | 817.9 | 28.86 | 28.81 | 7 | 21.81 | 15.18 | 1000 | 713.3 | 0.5577 | 0.6641 | 0.8972 | 0.3279
Kadmat | 2025-10-30 12:00 | 10 | 303 | 12 | 8.28 | 888.6 | 29.15 | 28.84 | 7 | 21.84 | 14.96 | 1000 | 694.6 | 0.5275 | 0.7166 | 0.9009 | 0.3232
Kadmat | 2025-10-30 13:00 | 10 | 303 | 13 | 7.74 | 652.1 | 29.1 | 28.86 | 7 | 21.86 | 15.32 | 1000 | 717.1 | 0.4401 | 0.5358 | 0.9038 | 0.3309
Kadmat | 2025-10-30 14:00 | 10 | 303 | 14 | 7.87 | 745.7 | 29.05 | 28.88 | 7 | 21.88 | 13.69 | 1000 | 703 | 0.4597 | 0.6084 | 0.9057 | 0.2958
Kadmat | 2025-10-30 15:00 | 10 | 303 | 15 | 7.19 | 459.5 | 29.33 | 28.89 | 7 | 21.89 | 12.5 | 1000 | 666.2 | 0.3569 | 0.3829 | 0.9063 | 0.2699
Kadmat | 2025-10-30 16:00 | 10 | 303 | 16 | 6.99 | 323.2 | 29.34 | 28.88 | 7 | 21.88 | 11.66 | 1000 | 715.3 | 0.3281 | 0.2721 | 0.9058 | 0.2518
Kadmat | 2025-10-30 17:00 | 10 | 303 | 17 | 7.86 | 104.9 | 29.1 | 28.87 | 7 | 21.87 | 12.92 | 1000 | 759.9 | 0.459 | 0.0899 | 0.9041 | 0.2791
Kadmat | 2025-10-30 18:00 | 10 | 303 | 18 | 8.45 | 0 | 28.96 | 28.84 | 7 | 21.84 | 12.43 | 1000 | 866.6 | 0.5543 | 0 | 0.9013 | 0.2686
Kadmat | 2025-10-30 19:00 | 10 | 303 | 19 | 7.98 | 0 | 28.43 | 28.81 | 7 | 21.81 | 13 | 1000 | 823.2 | 0.4776 | 0 | 0.8977 | 0.2808
Kadmat | 2025-10-30 20:00 | 10 | 303 | 20 | 8.32 | 0 | 28.13 | 28.78 | 7 | 21.78 | 11.26 | 1000 | 925.1 | 0.5342 | 0 | 0.8935 | 0.2432
Kadmat | 2025-10-30 21:00 | 10 | 303 | 21 | 7.88 | 0 | 27.63 | 28.74 | 7 | 21.74 | 11.93 | 1000 | 816.8 | 0.4612 | 0 | 0.8889 | 0.2576
Kadmat | 2025-10-30 22:00 | 10 | 303 | 22 | 8.54 | 0 | 27.23 | 28.7 | 7 | 21.7 | 13.59 | 1000 | 666.5 | 0.5692 | 0 | 0.8844 | 0.2936
Kadmat | 2025-10-30 23:00 | 10 | 303 | 23 | 7.29 | 0 | 26.89 | 28.66 | 7 | 21.66 | 15.08 | 1000 | 565.1 | 0.3717 | 0 | 0.8802 | 0.3258
Kadmat | 2025-10-31 00:00 | 10 | 304 | 0 | 6.6 | 0 | 26.46 | 28.63 | 7 | 21.63 | 14.68 | 1000 | 493.1 | 0.2781 | 0 | 0.8766 | 0.317
Kadmat | 2025-10-31 01:00 | 10 | 304 | 1 | 7.6 | 0 | 26.39 | 28.61 | 7 | 21.61 | 13.66 | 1000 | 455.1 | 0.4165 | 0 | 0.8739 | 0.295
Kadmat | 2025-10-31 02:00 | 10 | 304 | 2 | 7.35 | 0 | 26.42 | 28.6 | 7 | 21.6 | 13.53 | 1000 | 449.2 | 0.3798 | 0 | 0.8722 | 0.2922
Kadmat | 2025-10-31 03:00 | 10 | 304 | 3 | 7.2 | 0 | 26.58 | 28.59 | 7 | 21.59 | 12.56 | 1000 | 440 | 0.358 | 0 | 0.8717 | 0.2714
Kadmat | 2025-10-31 04:00 | 10 | 304 | 4 | 6.86 | 0 | 26.62 | 28.6 | 7 | 21.6 | 11 | 1000 | 434.1 | 0.311 | 0 | 0.8723 | 0.2376
Kadmat | 2025-10-31 05:00 | 10 | 304 | 5 | 6.19 | 0 | 26.74 | 28.61 | 7 | 21.61 | 10.79 | 1000 | 496.2 | 0.2289 | 0 | 0.8742 | 0.2331
Kadmat | 2025-10-31 06:00 | 10 | 304 | 6 | 6.3 | 0 | 27.34 | 28.64 | 7 | 21.64 | 10.42 | 1000 | 533.7 | 0.2419 | 0 | 0.877 | 0.2251
Kadmat | 2025-10-31 07:00 | 10 | 304 | 7 | 5.94 | 137.6 | 27.86 | 28.67 | 7 | 21.67 | 9.56 | 1000 | 607.3 | 0.2015 | 0.1181 | 0.8807 | 0.2065
Kadmat | 2025-10-31 08:00 | 10 | 304 | 8 | 6.01 | 353.8 | 28.12 | 28.71 | 7 | 21.71 | 10.07 | 1000 | 633.3 | 0.2084 | 0.2985 | 0.8851 | 0.2176
Kadmat | 2025-10-31 09:00 | 10 | 304 | 9 | 6.16 | 425 | 28.38 | 28.75 | 7 | 21.75 | 9.76 | 1000 | 665.5 | 0.2253 | 0.3564 | 0.8897 | 0.2108
Kadmat | 2025-10-31 10:00 | 10 | 304 | 10 | 7.11 | 543.7 | 28.7 | 28.78 | 7 | 21.78 | 11.09 | 1000 | 695 | 0.3451 | 0.4512 | 0.8944 | 0.2395
Kadmat | 2025-10-31 11:00 | 10 | 304 | 11 | 7.34 | 645.3 | 29.07 | 28.82 | 7 | 21.82 | 13.8 | 1000 | 687.7 | 0.3785 | 0.5306 | 0.8987 | 0.298
Kadmat | 2025-10-31 12:00 | 10 | 304 | 12 | 6.27 | 737.1 | 29.5 | 28.85 | 7 | 21.85 | 13.4 | 1000 | 719.5 | 0.2376 | 0.6008 | 0.9025 | 0.2894
Kadmat | 2025-10-31 13:00 | 10 | 304 | 13 | 6.25 | 740.5 | 29.67 | 28.88 | 7 | 21.88 | 14.65 | 1000 | 691 | 0.2362 | 0.603 | 0.9054 | 0.3165
Kadmat | 2025-10-31 14:00 | 10 | 304 | 14 | 6.5 | 609.8 | 29.8 | 28.89 | 7 | 21.89 | 13.83 | 1000 | 703.8 | 0.2642 | 0.5014 | 0.9072 | 0.2987
Kadmat | 2025-10-31 15:00 | 10 | 304 | 15 | 6.44 | 404.4 | 29.6 | 28.9 | 7 | 21.9 | 14.8 | 1000 | 659.3 | 0.258 | 0.3381 | 0.9079 | 0.3197
Kadmat | 2025-10-31 16:00 | 10 | 304 | 16 | 5.58 | 299.2 | 29.45 | 28.89 | 7 | 21.89 | 13.11 | 1000 | 687.8 | 0.1663 | 0.2522 | 0.9073 | 0.2832
Kadmat | 2025-10-31 17:00 | 10 | 304 | 17 | 4.82 | 78.7 | 28.99 | 28.88 | 7 | 21.88 | 12.75 | 1000 | 763.2 | 0.1043 | 0.0675 | 0.9056 | 0.2755
Kadmat | 2025-10-31 18:00 | 10 | 304 | 18 | 5.63 | 0 | 28.88 | 28.86 | 7 | 21.86 | 13.55 | 1000 | 843.4 | 0.1712 | 0 | 0.9029 | 0.2928
Kadmat | 2025-10-31 19:00 | 10 | 304 | 19 | 4.97 | 0 | 28.53 | 28.83 | 7 | 21.83 | 13.07 | 1000 | 908.7 | 0.1145 | 0 | 0.8992 | 0.2822
Kadmat | 2025-10-31 20:00 | 10 | 304 | 20 | 5.24 | 0 | 28.14 | 28.79 | 7 | 21.79 | 13.14 | 1000 | 852.1 | 0.1369 | 0 | 0.895 | 0.2838
Kadmat | 2025-10-31 21:00 | 10 | 304 | 21 | 3.74 | 0 | 27.46 | 28.75 | 7 | 21.75 | 12.63 | 1000 | 808 | 0.0384 | 0 | 0.8905 | 0.2728
Kadmat | 2025-10-31 22:00 | 10 | 304 | 22 | 5.07 | 0 | 26.84 | 28.71 | 7 | 21.71 | 12.37 | 1000 | 676.1 | 0.123 | 0 | 0.886 | 0.2671
Kadmat | 2025-10-31 23:00 | 10 | 304 | 23 | 4.41 | 0 | 26.34 | 28.68 | 7 | 21.68 | 12.33 | 1000 | 579.6 | 0.0757 | 0 | 0.8818 | 0.2664
Kadmat | 2025-11-01 00:00 | 11 | 305 | 0 | 4.09 | 0 | 25.98 | 28.65 | 7 | 21.65 | 8.39 | 1000 | 468.5 | 0.0558 | 0 | 0.8782 | 0.1813
Kadmat | 2025-11-01 01:00 | 11 | 305 | 1 | 4.46 | 0 | 25.8 | 28.62 | 7 | 21.62 | 9.59 | 1000 | 450.1 | 0.0783 | 0 | 0.8754 | 0.2072
Kadmat | 2025-11-01 02:00 | 11 | 305 | 2 | 4.55 | 0 | 25.61 | 28.61 | 7 | 21.61 | 9.12 | 1000 | 446.4 | 0.0846 | 0 | 0.8738 | 0.197
Kadmat | 2025-11-01 03:00 | 11 | 305 | 3 | 3.86 | 0 | 25.84 | 28.6 | 7 | 21.6 | 9.37 | 1000 | 409.4 | 0.0437 | 0 | 0.8732 | 0.2024
Kadmat | 2025-11-01 04:00 | 11 | 305 | 4 | 3.74 | 0 | 26.03 | 28.61 | 7 | 21.61 | 8.05 | 1000 | 457.4 | 0.0383 | 0 | 0.8739 | 0.1738
Kadmat | 2025-11-01 05:00 | 11 | 305 | 5 | 3.4 | 0 | 26.44 | 28.63 | 7 | 21.63 | 9.34 | 1000 | 494 | 0.0235 | 0 | 0.8757 | 0.2018
Kadmat | 2025-11-01 06:00 | 11 | 305 | 6 | 4.4 | 0 | 26.9 | 28.65 | 7 | 21.65 | 8.4 | 1000 | 549.3 | 0.0749 | 0 | 0.8786 | 0.1815
Kadmat | 2025-11-01 07:00 | 11 | 305 | 7 | 3.51 | 161.1 | 27.41 | 28.68 | 7 | 21.68 | 8.25 | 1000 | 589.6 | 0.0275 | 0.1422 | 0.8823 | 0.1781
Kadmat | 2025-11-01 08:00 | 11 | 305 | 8 | 2.83 | 336.8 | 27.84 | 28.72 | 7 | 21.72 | 8.37 | 1000 | 666 | 0.0059 | 0.2928 | 0.8866 | 0.1807
Kadmat | 2025-11-01 09:00 | 11 | 305 | 9 | 3.94 | 598.5 | 28.31 | 28.76 | 7 | 21.76 | 7.83 | 1000 | 678.4 | 0.0475 | 0.5089 | 0.8913 | 0.1691
Kadmat | 2025-11-01 10:00 | 11 | 305 | 10 | 4.55 | 695.2 | 28.72 | 28.8 | 7 | 21.8 | 7.09 | 1000 | 679.9 | 0.0845 | 0.5857 | 0.8959 | 0.1532
Kadmat | 2025-11-01 11:00 | 11 | 305 | 11 | 4.44 | 666.7 | 28.9 | 28.83 | 7 | 21.83 | 7.28 | 1000 | 727.7 | 0.0773 | 0.5626 | 0.9003 | 0.1573
Kadmat | 2025-11-01 12:00 | 11 | 305 | 12 | 5.43 | 699.1 | 29.03 | 28.87 | 7 | 21.87 | 7.38 | 1000 | 710.8 | 0.1525 | 0.5881 | 0.904 | 0.1595
Kadmat | 2025-11-01 13:00 | 11 | 305 | 13 | 5.12 | 730 | 29.04 | 28.89 | 7 | 21.89 | 6.99 | 1000 | 731.3 | 0.1273 | 0.6126 | 0.9069 | 0.151
Kadmat | 2025-11-01 14:00 | 11 | 305 | 14 | 4.26 | 629 | 29.26 | 28.91 | 7 | 21.91 | 7.13 | 1000 | 681.9 | 0.0661 | 0.5317 | 0.9088 | 0.1541
Kadmat | 2025-11-01 15:00 | 11 | 305 | 15 | 5.04 | 407.1 | 29.34 | 28.91 | 7 | 21.91 | 6.93 | 1000 | 690.7 | 0.1201 | 0.3501 | 0.9094 | 0.1498
Kadmat | 2025-11-01 16:00 | 11 | 305 | 16 | 6.25 | 309 | 29.21 | 28.91 | 7 | 21.91 | 6.92 | 1000 | 733.1 | 0.2358 | 0.2679 | 0.9089 | 0.1494
Kadmat | 2025-11-01 17:00 | 11 | 305 | 17 | 5.24 | 95 | 29.04 | 28.89 | 7 | 21.89 | 6.47 | 1000 | 767.7 | 0.1373 | 0.0838 | 0.9072 | 0.1397
Kadmat | 2025-11-01 18:00 | 11 | 305 | 18 | 4.5 | 0 | 28.66 | 28.87 | 7 | 21.87 | 5.32 | 1000 | 876.7 | 0.0811 | 0 | 0.9044 | 0.1149
Kadmat | 2025-11-01 19:00 | 11 | 305 | 19 | 4.46 | 0 | 28.31 | 28.84 | 7 | 21.84 | 5.57 | 1000 | 925.6 | 0.0785 | 0 | 0.9008 | 0.1203
Kadmat | 2025-11-01 20:00 | 11 | 305 | 20 | 4.58 | 0 | 28.14 | 28.8 | 7 | 21.8 | 5.44 | 1000 | 866 | 0.0868 | 0 | 0.8966 | 0.1176
Kadmat | 2025-11-01 21:00 | 11 | 305 | 21 | 4.05 | 0 | 27.76 | 28.76 | 7 | 21.76 | 5.39 | 1000 | 805.7 | 0.0532 | 0 | 0.892 | 0.1164
Kadmat | 2025-11-01 22:00 | 11 | 305 | 22 | 3.78 | 0 | 27.11 | 28.73 | 7 | 21.73 | 5.27 | 1000 | 695.2 | 0.0401 | 0 | 0.8875 | 0.1138
Kadmat | 2025-11-01 23:00 | 11 | 305 | 23 | 3.98 | 0 | 26.74 | 28.69 | 7 | 21.69 | 5.74 | 1000 | 606.8 | 0.0495 | 0 | 0.8833 | 0.1239
Kadmat | 2025-11-02 00:00 | 11 | 306 | 0 | 4.29 | 0 | 26.49 | 28.66 | 7 | 21.66 | 5.27 | 1000 | 493.9 | 0.0683 | 0 | 0.8797 | 0.1138
Kadmat | 2025-11-02 01:00 | 11 | 306 | 1 | 5.05 | 0 | 26.38 | 28.64 | 7 | 21.64 | 4.98 | 1000 | 469 | 0.1209 | 0 | 0.877 | 0.1076
Kadmat | 2025-11-02 02:00 | 11 | 306 | 2 | 6.45 | 0 | 26.2 | 28.62 | 7 | 21.62 | 4.49 | 1000 | 443.5 | 0.2586 | 0 | 0.8753 | 0.097
Kadmat | 2025-11-02 03:00 | 11 | 306 | 3 | 6.48 | 0 | 26.34 | 28.62 | 7 | 21.62 | 4.18 | 1000 | 414.6 | 0.2618 | 0 | 0.8748 | 0.0904
Kadmat | 2025-11-02 04:00 | 11 | 306 | 4 | 5.72 | 0 | 26.33 | 28.62 | 7 | 21.62 | 3.77 | 1000 | 443.8 | 0.1794 | 0 | 0.8754 | 0.0813
Kadmat | 2025-11-02 05:00 | 11 | 306 | 5 | 6.1 | 0 | 26.43 | 28.64 | 7 | 21.64 | 3.5 | 1000 | 474.3 | 0.2184 | 0 | 0.8772 | 0.0756
Kadmat | 2025-11-02 06:00 | 11 | 306 | 6 | 5.91 | 0 | 26.81 | 28.66 | 7 | 21.66 | 3.51 | 1000 | 569.4 | 0.1984 | 0 | 0.8801 | 0.0758
Kadmat | 2025-11-02 07:00 | 11 | 306 | 7 | 6.27 | 179.1 | 27.48 | 28.7 | 7 | 21.7 | 3.54 | 1000 | 617.3 | 0.2382 | 0.1578 | 0.8838 | 0.0764
Kadmat | 2025-11-02 08:00 | 11 | 306 | 8 | 6.79 | 426.4 | 27.93 | 28.73 | 7 | 21.73 | 3.5 | 1000 | 617.2 | 0.3021 | 0.368 | 0.8882 | 0.0755
Kadmat | 2025-11-02 09:00 | 11 | 306 | 9 | 6.3 | 496.6 | 28.22 | 28.77 | 7 | 21.77 | 3.4 | 1000 | 670.9 | 0.2418 | 0.4258 | 0.8928 | 0.0735
Kadmat | 2025-11-02 10:00 | 11 | 306 | 10 | 5.95 | 683.6 | 28.69 | 28.81 | 7 | 21.81 | 3.38 | 1000 | 722.8 | 0.2024 | 0.5765 | 0.8975 | 0.073
Kadmat | 2025-11-02 11:00 | 11 | 306 | 11 | 6.39 | 817 | 28.98 | 28.85 | 7 | 21.85 | 3.82 | 1000 | 666.9 | 0.2514 | 0.6809 | 0.9018 | 0.0825
Kadmat | 2025-11-02 12:00 | 11 | 306 | 12 | 6.31 | 789.4 | 29.41 | 28.88 | 7 | 21.88 | 4.06 | 1000 | 699.4 | 0.2427 | 0.6583 | 0.9056 | 0.0876
Kadmat | 2025-11-02 13:00 | 11 | 306 | 13 | 6.69 | 747.8 | 29.41 | 28.9 | 7 | 21.9 | 4.16 | 1000 | 673.6 | 0.2889 | 0.6257 | 0.9085 | 0.09
Kadmat | 2025-11-02 14:00 | 11 | 306 | 14 | 6.77 | 627.9 | 29.41 | 28.92 | 7 | 21.92 | 4.34 | 1000 | 739.9 | 0.3001 | 0.5305 | 0.9103 | 0.0938
Kadmat | 2025-11-02 15:00 | 11 | 306 | 15 | 6.41 | 588.5 | 29.12 | 28.92 | 7 | 21.92 | 4.47 | 1000 | 684.1 | 0.254 | 0.4993 | 0.911 | 0.0965
Kadmat | 2025-11-02 16:00 | 11 | 306 | 16 | 6.32 | 317.7 | 28.83 | 28.92 | 7 | 21.92 | 4.5 | 1000 | 707.4 | 0.2436 | 0.2757 | 0.9105 | 0.0971
Kadmat | 2025-11-02 17:00 | 11 | 306 | 17 | 7.47 | 101 | 28.61 | 28.91 | 7 | 21.91 | 4.18 | 1000 | 757.8 | 0.3977 | 0.0892 | 0.9087 | 0.0903
Kadmat | 2025-11-02 18:00 | 11 | 306 | 18 | 7.79 | 0 | 28.34 | 28.88 | 7 | 21.88 | 4.07 | 1000 | 862.8 | 0.4476 | 0 | 0.906 | 0.0878
Kadmat | 2025-11-02 19:00 | 11 | 306 | 19 | 8.86 | 0 | 27.93 | 28.85 | 7 | 21.85 | 4.54 | 1000 | 897 | 0.6212 | 0 | 0.9023 | 0.0981
Kadmat | 2025-11-02 20:00 | 11 | 306 | 20 | 8.09 | 0 | 27.7 | 28.82 | 7 | 21.82 | 4.55 | 1000 | 844.8 | 0.4958 | 0 | 0.8981 | 0.0983
Kadmat | 2025-11-02 21:00 | 11 | 306 | 21 | 7.62 | 0 | 27.34 | 28.78 | 7 | 21.78 | 4.4 | 1000 | 786.5 | 0.42 | 0 | 0.8936 | 0.095
Kadmat | 2025-11-02 22:00 | 11 | 306 | 22 | 7.49 | 0 | 27.02 | 28.74 | 7 | 21.74 | 4.28 | 1000 | 684.2 | 0.4006 | 0 | 0.8891 | 0.0923
Kadmat | 2025-11-02 23:00 | 11 | 306 | 23 | 8.53 | 0 | 26.97 | 28.7 | 7 | 21.7 | 3.77 | 1000 | 573.7 | 0.5685 | 0 | 0.8849 | 0.0814
Kadmat | 2025-11-03 00:00 | 11 | 307 | 0 | 8.32 | 0 | 26.73 | 28.67 | 7 | 21.67 | 3.8 | 1000 | 503.7 | 0.5339 | 0 | 0.8813 | 0.0821
Kadmat | 2025-11-03 01:00 | 11 | 307 | 1 | 7.26 | 0 | 26.65 | 28.65 | 7 | 21.65 | 3.9 | 1000 | 446.6 | 0.367 | 0 | 0.8785 | 0.0842
Kadmat | 2025-11-03 02:00 | 11 | 307 | 2 | 6.51 | 0 | 26.25 | 28.64 | 7 | 21.64 | 4.47 | 1000 | 422.8 | 0.2656 | 0 | 0.8768 | 0.0965
Kadmat | 2025-11-03 03:00 | 11 | 307 | 3 | 5.74 | 0 | 26.42 | 28.63 | 7 | 21.63 | 4.23 | 1000 | 422.2 | 0.1816 | 0 | 0.8763 | 0.0914
Kadmat | 2025-11-03 04:00 | 11 | 307 | 4 | 5.27 | 0 | 26.77 | 28.64 | 7 | 21.64 | 4.8 | 1000 | 435.3 | 0.139 | 0 | 0.877 | 0.1036
Kadmat | 2025-11-03 05:00 | 11 | 307 | 5 | 5.86 | 0 | 27.11 | 28.65 | 7 | 21.65 | 4.55 | 1000 | 487.1 | 0.1935 | 0 | 0.8788 | 0.0984
Kadmat | 2025-11-03 06:00 | 11 | 307 | 6 | 3.95 | 0 | 27.37 | 28.68 | 7 | 21.68 | 5.36 | 1000 | 526.4 | 0.0481 | 0 | 0.8817 | 0.1157
Kadmat | 2025-11-03 07:00 | 11 | 307 | 7 | 3.24 | 167.3 | 28.07 | 28.71 | 7 | 21.71 | 5.11 | 1000 | 591.5 | 0.0178 | 0.1472 | 0.8854 | 0.1104
Kadmat | 2025-11-03 08:00 | 11 | 307 | 8 | 2.65 | 365.1 | 28.38 | 28.75 | 7 | 21.75 | 5.71 | 1000 | 644 | 0.0028 | 0.3161 | 0.8897 | 0.1234
Kadmat | 2025-11-03 09:00 | 11 | 307 | 9 | 2.39 | 588.6 | 28.81 | 28.78 | 7 | 21.78 | 5.46 | 1000 | 660.5 | 0 | 0.5 | 0.8944 | 0.1179
Kadmat | 2025-11-03 10:00 | 11 | 307 | 10 | 1.94 | 692.6 | 29.37 | 28.82 | 7 | 21.82 | 5.98 | 1000 | 676.3 | 0 | 0.5822 | 0.899 | 0.1292
Kadmat | 2025-11-03 11:00 | 11 | 307 | 11 | 2.43 | 834.8 | 29.53 | 28.86 | 7 | 21.86 | 5.91 | 1000 | 688.8 | 0 | 0.6933 | 0.9034 | 0.1276
Kadmat | 2025-11-03 12:00 | 11 | 307 | 12 | 3.65 | 723.1 | 29.83 | 28.89 | 7 | 21.89 | 5.58 | 1000 | 710.2 | 0.0338 | 0.6053 | 0.9071 | 0.1205
Kadmat | 2025-11-03 13:00 | 11 | 307 | 13 | 4.3 | 759 | 29.81 | 28.92 | 7 | 21.92 | 5.36 | 1000 | 710.6 | 0.0685 | 0.6336 | 0.91 | 0.1158
Kadmat | 2025-11-03 14:00 | 11 | 307 | 14 | 4.32 | 668.1 | 30 | 28.93 | 7 | 21.93 | 5.82 | 1000 | 675.5 | 0.0699 | 0.5614 | 0.9119 | 0.1258
Kadmat | 2025-11-03 15:00 | 11 | 307 | 15 | 3.55 | 533.7 | 29.7 | 28.94 | 7 | 21.94 | 5.19 | 1000 | 683.8 | 0.0295 | 0.4538 | 0.9126 | 0.1121
Kadmat | 2025-11-03 16:00 | 11 | 307 | 16 | 2.88 | 361 | 29.59 | 28.93 | 7 | 21.93 | 5.16 | 1000 | 718.1 | 0.0068 | 0.3113 | 0.912 | 0.1114
Kadmat | 2025-11-03 17:00 | 11 | 307 | 17 | 3.31 | 109.6 | 29.34 | 28.92 | 7 | 21.92 | 4.97 | 1000 | 773.4 | 0.0203 | 0.0965 | 0.9103 | 0.1074
Kadmat | 2025-11-03 18:00 | 11 | 307 | 18 | 2.8 | 0 | 28.88 | 28.9 | 7 | 21.9 | 4.7 | 1000 | 826.8 | 0.0054 | 0 | 0.9075 | 0.1014
Kadmat | 2025-11-03 19:00 | 11 | 307 | 19 | 2.78 | 0 | 28.67 | 28.86 | 7 | 21.86 | 4.64 | 1000 | 877.9 | 0.0051 | 0 | 0.9039 | 0.1002
Kadmat | 2025-11-03 20:00 | 11 | 307 | 20 | 3.11 | 0 | 28.31 | 28.83 | 7 | 21.83 | 4.55 | 1000 | 924.7 | 0.0131 | 0 | 0.8997 | 0.0982
Kadmat | 2025-11-03 21:00 | 11 | 307 | 21 | 3.02 | 0 | 27.77 | 28.79 | 7 | 21.79 | 4.5 | 1000 | 830.3 | 0.0098 | 0 | 0.8951 | 0.0971
Kadmat | 2025-11-03 22:00 | 11 | 307 | 22 | 3.32 | 0 | 27.31 | 28.75 | 7 | 21.75 | 5.1 | 1000 | 685.5 | 0.0207 | 0 | 0.8906 | 0.1102
Kadmat | 2025-11-03 23:00 | 11 | 307 | 23 | 3.57 | 0 | 27.17 | 28.72 | 7 | 21.72 | 4.65 | 1000 | 566.2 | 0.0304 | 0 | 0.8864 | 0.1004
Kadmat | 2025-11-04 00:00 | 11 | 308 | 0 | 3.18 | 0 | 26.83 | 28.69 | 7 | 21.69 | 4.96 | 1000 | 511.1 | 0.0156 | 0 | 0.8828 | 0.107
Kadmat | 2025-11-04 01:00 | 11 | 308 | 1 | 3.03 | 0 | 26.6 | 28.66 | 7 | 21.66 | 5.19 | 1000 | 451 | 0.0099 | 0 | 0.8801 | 0.1122
Kadmat | 2025-11-04 02:00 | 11 | 308 | 2 | 3.52 | 0 | 26.57 | 28.65 | 7 | 21.65 | 4.43 | 1000 | 439.3 | 0.028 | 0 | 0.8784 | 0.0957
Kadmat | 2025-11-04 03:00 | 11 | 308 | 3 | 3.22 | 0 | 26.61 | 28.64 | 7 | 21.64 | 5.25 | 1000 | 431.4 | 0.0171 | 0 | 0.8778 | 0.1133
Kadmat | 2025-11-04 04:00 | 11 | 308 | 4 | 3.14 | 0 | 26.57 | 28.65 | 7 | 21.65 | 5.4 | 1000 | 426.4 | 0.0142 | 0 | 0.8785 | 0.1166
Kadmat | 2025-11-04 05:00 | 11 | 308 | 5 | 3.34 | 0 | 26.81 | 28.67 | 7 | 21.67 | 5.28 | 1000 | 482.9 | 0.0212 | 0 | 0.8803 | 0.1139
Kadmat | 2025-11-04 06:00 | 11 | 308 | 6 | 3.22 | 0 | 27.3 | 28.69 | 7 | 21.69 | 4.71 | 1000 | 527.6 | 0.0171 | 0 | 0.8832 | 0.1018
Kadmat | 2025-11-04 07:00 | 11 | 308 | 7 | 3.05 | 152.9 | 27.81 | 28.72 | 7 | 21.72 | 4.89 | 1000 | 633.8 | 0.0108 | 0.1349 | 0.8869 | 0.1055
Kadmat | 2025-11-04 08:00 | 11 | 308 | 8 | 2.61 | 357.2 | 28 | 28.76 | 7 | 21.76 | 5.29 | 1000 | 666.5 | 0.002 | 0.3099 | 0.8913 | 0.1143
Kadmat | 2025-11-04 09:00 | 11 | 308 | 9 | 2.35 | 518.6 | 28.34 | 28.8 | 7 | 21.8 | 5.6 | 1000 | 653.8 | 0 | 0.4437 | 0.8959 | 0.1209
Kadmat | 2025-11-04 10:00 | 11 | 308 | 10 | 2.56 | 715.5 | 28.73 | 28.84 | 7 | 21.84 | 4.88 | 1000 | 688.1 | 0.0011 | 0.6018 | 0.9006 | 0.1055
Kadmat | 2025-11-04 11:00 | 11 | 308 | 11 | 2.7 | 752.3 | 29.1 | 28.87 | 7 | 21.87 | 5.95 | 1000 | 696.4 | 0.0035 | 0.63 | 0.9049 | 0.1286
Kadmat | 2025-11-04 12:00 | 11 | 308 | 12 | 2.5 | 821.9 | 29.36 | 28.91 | 7 | 21.91 | 5.94 | 1000 | 698.8 | 0 | 0.6837 | 0.9087 | 0.1283
Kadmat | 2025-11-04 13:00 | 11 | 308 | 13 | 1.96 | 746.6 | 29.79 | 28.93 | 7 | 21.93 | 6.4 | 1000 | 700.3 | 0 | 0.6238 | 0.9116 | 0.1383
Kadmat | 2025-11-04 14:00 | 11 | 308 | 14 | 2.08 | 638.6 | 29.96 | 28.95 | 7 | 21.95 | 6.86 | 1000 | 737.6 | 0 | 0.538 | 0.9135 | 0.1482
Kadmat | 2025-11-04 15:00 | 11 | 308 | 15 | 3.01 | 524.7 | 29.67 | 28.95 | 7 | 21.95 | 7.42 | 1000 | 686.7 | 0.0095 | 0.4465 | 0.9141 | 0.1603
Kadmat | 2025-11-04 16:00 | 11 | 308 | 16 | 2.69 | 294.9 | 29.39 | 28.95 | 7 | 21.95 | 7.27 | 1000 | 677.3 | 0.0034 | 0.2558 | 0.9136 | 0.1571
Kadmat | 2025-11-04 17:00 | 11 | 308 | 17 | 2.36 | 101.8 | 29.11 | 28.93 | 7 | 21.93 | 6.82 | 1000 | 757.6 | 0 | 0.0897 | 0.9119 | 0.1473
Kadmat | 2025-11-04 18:00 | 11 | 308 | 18 | 1.56 | 0 | 29 | 28.91 | 7 | 21.91 | 7.27 | 1000 | 874.7 | 0 | 0 | 0.9091 | 0.1571
Kadmat | 2025-11-04 19:00 | 11 | 308 | 19 | 1.93 | 0 | 28.68 | 28.88 | 7 | 21.88 | 7.85 | 1000 | 921.8 | 0 | 0 | 0.9055 | 0.1696
Kadmat | 2025-11-04 20:00 | 11 | 308 | 20 | 1.27 | 0 | 28.28 | 28.84 | 7 | 21.84 | 8.54 | 1000 | 843.1 | 0 | 0 | 0.9012 | 0.1845
Kadmat | 2025-11-04 21:00 | 11 | 308 | 21 | 1.5 | 0 | 28.04 | 28.8 | 7 | 21.8 | 9.82 | 1000 | 774.1 | 0 | 0 | 0.8967 | 0.2122
Kadmat | 2025-11-04 22:00 | 11 | 308 | 22 | 2.17 | 0 | 27.62 | 28.77 | 7 | 21.77 | 9.77 | 1000 | 657.9 | 0 | 0 | 0.8922 | 0.2111
Kadmat | 2025-11-04 23:00 | 11 | 308 | 23 | 2.23 | 0 | 27.22 | 28.73 | 7 | 21.73 | 9.22 | 1000 | 560.3 | 0 | 0 | 0.888 | 0.1991
Kadmat | 2025-11-05 00:00 | 11 | 309 | 0 | 2.55 | 0 | 26.66 | 28.7 | 7 | 21.7 | 9.03 | 1000 | 479.1 | 0.0009 | 0 | 0.8844 | 0.1951
Kadmat | 2025-11-05 01:00 | 11 | 309 | 1 | 2.3 | 0 | 26.63 | 28.68 | 7 | 21.68 | 10.61 | 1000 | 448.1 | 0 | 0 | 0.8816 | 0.2291
Kadmat | 2025-11-05 02:00 | 11 | 309 | 2 | 2.19 | 0 | 26.47 | 28.66 | 7 | 21.66 | 10.23 | 1000 | 459 | 0 | 0 | 0.8799 | 0.2209
Kadmat | 2025-11-05 03:00 | 11 | 309 | 3 | 1.87 | 0 | 26.59 | 28.66 | 7 | 21.66 | 9.58 | 1000 | 406.8 | 0 | 0 | 0.8794 | 0.207
Kadmat | 2025-11-05 04:00 | 11 | 309 | 4 | 1.63 | 0 | 26.47 | 28.66 | 7 | 21.66 | 9.49 | 1000 | 440.9 | 0 | 0 | 0.88 | 0.2049
Kadmat | 2025-11-05 05:00 | 11 | 309 | 5 | 1.94 | 0 | 26.73 | 28.68 | 7 | 21.68 | 10.04 | 1000 | 488.6 | 0 | 0 | 0.8819 | 0.217
Kadmat | 2025-11-05 06:00 | 11 | 309 | 6 | 1.73 | 0 | 26.83 | 28.7 | 7 | 21.7 | 9.87 | 1000 | 534.5 | 0 | 0 | 0.8847 | 0.2132
Kadmat | 2025-11-05 07:00 | 11 | 309 | 7 | 1.84 | 171.1 | 26.98 | 28.73 | 7 | 21.73 | 9.46 | 1000 | 596.6 | 0 | 0.1512 | 0.8885 | 0.2044
Kadmat | 2025-11-05 08:00 | 11 | 309 | 8 | 1.66 | 340.4 | 27.22 | 28.77 | 7 | 21.77 | 10.76 | 1000 | 631 | 0 | 0.2965 | 0.8928 | 0.2324
Kadmat | 2025-11-05 09:00 | 11 | 309 | 9 | 1.63 | 635 | 27.47 | 28.81 | 7 | 21.81 | 10.18 | 1000 | 686.7 | 0 | 0.5401 | 0.8975 | 0.2198
Kadmat | 2025-11-05 10:00 | 11 | 309 | 10 | 2.31 | 749.5 | 27.98 | 28.85 | 7 | 21.85 | 9.43 | 1000 | 697.6 | 0 | 0.6304 | 0.9021 | 0.2036
Kadmat | 2025-11-05 11:00 | 11 | 309 | 11 | 2.3 | 901.7 | 28.51 | 28.89 | 7 | 21.89 | 9.95 | 1000 | 691.2 | 0 | 0.7477 | 0.9065 | 0.2149
Kadmat | 2025-11-05 12:00 | 11 | 309 | 12 | 2.13 | 940.2 | 28.68 | 28.92 | 7 | 21.92 | 9.68 | 1000 | 709.9 | 0 | 0.7766 | 0.9103 | 0.2091
Kadmat | 2025-11-05 13:00 | 11 | 309 | 13 | 1.75 | 837.9 | 28.86 | 28.94 | 7 | 21.94 | 10.12 | 1000 | 693 | 0 | 0.6975 | 0.9132 | 0.2186
Kadmat | 2025-11-05 14:00 | 11 | 309 | 14 | 1.63 | 719.9 | 28.93 | 28.96 | 7 | 21.96 | 10.65 | 1000 | 674.8 | 0 | 0.6048 | 0.915 | 0.2299
Kadmat | 2025-11-05 15:00 | 11 | 309 | 15 | 2.13 | 584 | 28.93 | 28.96 | 7 | 21.96 | 11.03 | 1000 | 688.8 | 0 | 0.496 | 0.9157 | 0.2382
Kadmat | 2025-11-05 16:00 | 11 | 309 | 16 | 2.62 | 328.8 | 28.71 | 28.96 | 7 | 21.96 | 10.69 | 1000 | 678.6 | 0.0022 | 0.2852 | 0.9151 | 0.2309
Kadmat | 2025-11-05 17:00 | 11 | 309 | 17 | 2.58 | 101.2 | 28.48 | 28.94 | 7 | 21.94 | 12.47 | 1000 | 743.1 | 0.0015 | 0.0894 | 0.9134 | 0.2694
Kadmat | 2025-11-05 18:00 | 11 | 309 | 18 | 2.51 | 0 | 28.2 | 28.92 | 7 | 21.92 | 11.43 | 1000 | 834.3 | 0.0002 | 0 | 0.9107 | 0.2469
Kadmat | 2025-11-05 19:00 | 11 | 309 | 19 | 3.3 | 0 | 27.78 | 28.89 | 7 | 21.89 | 11.92 | 1000 | 883.9 | 0.0198 | 0 | 0.907 | 0.2575
Kadmat | 2025-11-05 20:00 | 11 | 309 | 20 | 3.55 | 0 | 27.59 | 28.86 | 7 | 21.86 | 11.04 | 1000 | 817.6 | 0.0292 | 0 | 0.9028 | 0.2384
Kadmat | 2025-11-05 21:00 | 11 | 309 | 21 | 2.61 | 0 | 27.46 | 28.82 | 7 | 21.82 | 11.32 | 1000 | 762.9 | 0.002 | 0 | 0.8983 | 0.2445
Kadmat | 2025-11-05 22:00 | 11 | 309 | 22 | 2.09 | 0 | 26.73 | 28.78 | 7 | 21.78 | 10.48 | 1000 | 685.5 | 0 | 0 | 0.8937 | 0.2264
Kadmat | 2025-11-05 23:00 | 11 | 309 | 23 | 2.8 | 0 | 26.28 | 28.74 | 7 | 21.74 | 9.91 | 1000 | 572.5 | 0.0055 | 0 | 0.8895 | 0.2141
Kadmat | 2025-11-06 00:00 | 11 | 310 | 0 | 4.51 | 0 | 26.05 | 28.71 | 7 | 21.71 | 10.15 | 1000 | 475.5 | 0.0818 | 0 | 0.8859 | 0.2193
Kadmat | 2025-11-06 01:00 | 11 | 310 | 1 | 3.98 | 0 | 26.14 | 28.69 | 7 | 21.69 | 9.6 | 1000 | 479.5 | 0.0494 | 0 | 0.8832 | 0.2073
Kadmat | 2025-11-06 02:00 | 11 | 310 | 2 | 4.46 | 0 | 26.25 | 28.68 | 7 | 21.68 | 9.58 | 1000 | 444.6 | 0.0787 | 0 | 0.8815 | 0.2068
Kadmat | 2025-11-06 03:00 | 11 | 310 | 3 | 4.72 | 0 | 26.37 | 28.67 | 7 | 21.67 | 9.27 | 1000 | 451.1 | 0.0968 | 0 | 0.8809 | 0.2001
Kadmat | 2025-11-06 04:00 | 11 | 310 | 4 | 4.99 | 0 | 26.61 | 28.68 | 7 | 21.68 | 7.88 | 1000 | 455.9 | 0.1162 | 0 | 0.8816 | 0.1701
Kadmat | 2025-11-06 05:00 | 11 | 310 | 5 | 4.28 | 0 | 27.19 | 28.69 | 7 | 21.69 | 9.25 | 1000 | 475.9 | 0.0675 | 0 | 0.8834 | 0.1998
Kadmat | 2025-11-06 06:00 | 11 | 310 | 6 | 4.39 | 0 | 27.35 | 28.72 | 7 | 21.72 | 10.83 | 1000 | 537.8 | 0.0746 | 0 | 0.8863 | 0.2339
Kadmat | 2025-11-06 07:00 | 11 | 310 | 7 | 4.37 | 178.3 | 27.65 | 28.75 | 7 | 21.75 | 10.41 | 1000 | 571.6 | 0.0731 | 0.157 | 0.89 | 0.2248
Kadmat | 2025-11-06 08:00 | 11 | 310 | 8 | 4.8 | 372.9 | 28.02 | 28.78 | 7 | 21.78 | 10.58 | 1000 | 617 | 0.1029 | 0.3231 | 0.8944 | 0.2285
Kadmat | 2025-11-06 09:00 | 11 | 310 | 9 | 3.57 | 622.5 | 28.38 | 28.82 | 7 | 21.82 | 10.52 | 1000 | 689.3 | 0.0302 | 0.5282 | 0.899 | 0.2272
Kadmat | 2025-11-06 10:00 | 11 | 310 | 10 | 3.62 | 724.3 | 28.76 | 28.86 | 7 | 21.86 | 9.72 | 1000 | 691.6 | 0.0325 | 0.6087 | 0.9037 | 0.2099
Kadmat | 2025-11-06 11:00 | 11 | 310 | 11 | 3.34 | 868.6 | 29.14 | 28.9 | 7 | 21.9 | 9.13 | 1000 | 698.4 | 0.0212 | 0.7205 | 0.9081 | 0.1971
Kadmat | 2025-11-06 12:00 | 11 | 310 | 12 | 4.63 | 863.5 | 29.32 | 28.93 | 7 | 21.93 | 9.57 | 1000 | 690.4 | 0.0902 | 0.7161 | 0.9118 | 0.2066
Kadmat | 2025-11-06 13:00 | 11 | 310 | 13 | 3.99 | 933.6 | 29.58 | 28.96 | 7 | 21.96 | 9.72 | 1000 | 696.1 | 0.0499 | 0.769 | 0.9147 | 0.21
Kadmat | 2025-11-06 14:00 | 11 | 310 | 14 | 4.93 | 732.4 | 29.46 | 28.97 | 7 | 21.97 | 10.53 | 1000 | 666.6 | 0.1119 | 0.6135 | 0.9166 | 0.2275
Kadmat | 2025-11-06 15:00 | 11 | 310 | 15 | 5.35 | 544.2 | 29.55 | 28.98 | 7 | 21.98 | 9.92 | 1000 | 676.2 | 0.1459 | 0.4626 | 0.9173 | 0.2142
Kadmat | 2025-11-06 16:00 | 11 | 310 | 16 | 5.61 | 327.3 | 29.39 | 28.97 | 7 | 21.97 | 8.74 | 1000 | 710.8 | 0.1695 | 0.2832 | 0.9167 | 0.1888
Kadmat | 2025-11-06 17:00 | 11 | 310 | 17 | 5.87 | 130.5 | 29.17 | 28.96 | 7 | 21.96 | 9.45 | 1000 | 731.3 | 0.1944 | 0.1147 | 0.915 | 0.2041
Kadmat | 2025-11-06 18:00 | 11 | 310 | 18 | 4.35 | 0 | 28.97 | 28.93 | 7 | 21.93 | 9.43 | 1000 | 876.1 | 0.0717 | 0 | 0.9122 | 0.2036
Kadmat | 2025-11-06 19:00 | 11 | 310 | 19 | 3.88 | 0 | 28.82 | 28.9 | 7 | 21.9 | 9.4 | 1000 | 921.5 | 0.0446 | 0 | 0.9086 | 0.203
Kadmat | 2025-11-06 20:00 | 11 | 310 | 20 | 4.16 | 0 | 28.27 | 28.87 | 7 | 21.87 | 10.9 | 1000 | 867.1 | 0.0601 | 0 | 0.9043 | 0.2354
Kadmat | 2025-11-06 21:00 | 11 | 310 | 21 | 4.23 | 0 | 28.05 | 28.83 | 7 | 21.83 | 9.65 | 1000 | 797.5 | 0.0648 | 0 | 0.8998 | 0.2085
Kadmat | 2025-11-06 22:00 | 11 | 310 | 22 | 4.13 | 0 | 27.43 | 28.79 | 7 | 21.79 | 9.82 | 1000 | 692.6 | 0.0586 | 0 | 0.8953 | 0.2121
Kadmat | 2025-11-06 23:00 | 11 | 310 | 23 | 3.62 | 0 | 26.83 | 28.76 | 7 | 21.76 | 9.5 | 1000 | 566.4 | 0.0328 | 0 | 0.8911 | 0.2052
Kadmat | 2025-11-07 00:00 | 11 | 311 | 0 | 3.43 | 0 | 26.62 | 28.73 | 7 | 21.73 | 8.45 | 1000 | 498.8 | 0.0245 | 0 | 0.8875 | 0.1825
Kadmat | 2025-11-07 01:00 | 11 | 311 | 1 | 3.33 | 0 | 26.41 | 28.7 | 7 | 21.7 | 9.01 | 1000 | 461 | 0.0207 | 0 | 0.8847 | 0.1946
Kadmat | 2025-11-07 02:00 | 11 | 311 | 2 | 3.82 | 0 | 26.07 | 28.69 | 7 | 21.69 | 8.85 | 1000 | 446.4 | 0.0422 | 0 | 0.883 | 0.1911
Kadmat | 2025-11-07 03:00 | 11 | 311 | 3 | 3.65 | 0 | 26.15 | 28.68 | 7 | 21.68 | 8.59 | 1000 | 416.4 | 0.0341 | 0 | 0.8825 | 0.1856
Kadmat | 2025-11-07 04:00 | 11 | 311 | 4 | 3.29 | 0 | 26.06 | 28.69 | 7 | 21.69 | 8.2 | 1000 | 446 | 0.0195 | 0 | 0.8831 | 0.177
Kadmat | 2025-11-07 05:00 | 11 | 311 | 5 | 3.75 | 0 | 26.43 | 28.7 | 7 | 21.7 | 7.67 | 1000 | 511.1 | 0.0386 | 0 | 0.885 | 0.1656
Kadmat | 2025-11-07 06:00 | 11 | 311 | 6 | 3.92 | 0 | 26.61 | 28.73 | 7 | 21.73 | 8.33 | 1000 | 493.9 | 0.0465 | 0 | 0.8878 | 0.18
Kadmat | 2025-11-07 07:00 | 11 | 311 | 7 | 4.57 | 159.7 | 27.08 | 28.76 | 7 | 21.76 | 8.01 | 1000 | 559 | 0.0857 | 0.1412 | 0.8916 | 0.173
Kadmat | 2025-11-07 08:00 | 11 | 311 | 8 | 3.66 | 356 | 27.57 | 28.8 | 7 | 21.8 | 8.54 | 1000 | 638.6 | 0.0343 | 0.3094 | 0.8959 | 0.1845
Kadmat | 2025-11-07 09:00 | 11 | 311 | 9 | 5.33 | 554.4 | 28.12 | 28.84 | 7 | 21.84 | 8.38 | 1000 | 668.4 | 0.1441 | 0.4733 | 0.9006 | 0.181
Kadmat | 2025-11-07 10:00 | 11 | 311 | 10 | 6.51 | 701.5 | 28.42 | 28.88 | 7 | 21.88 | 7.96 | 1000 | 674.8 | 0.2658 | 0.5913 | 0.9053 | 0.1719
Kadmat | 2025-11-07 11:00 | 11 | 311 | 11 | 7.32 | 630.6 | 28.77 | 28.91 | 7 | 21.91 | 7.36 | 1000 | 726.1 | 0.375 | 0.5339 | 0.9096 | 0.159
Kadmat | 2025-11-07 12:00 | 11 | 311 | 12 | 8.18 | 864.1 | 29.22 | 28.94 | 7 | 21.94 | 7.01 | 1000 | 715 | 0.5097 | 0.7168 | 0.9134 | 0.1514
Kadmat | 2025-11-07 13:00 | 11 | 311 | 13 | 10.13 | 678.1 | 29.35 | 28.97 | 7 | 21.97 | 7.11 | 1000 | 724 | 0.7971 | 0.5707 | 0.9163 | 0.1536
Kadmat | 2025-11-07 14:00 | 11 | 311 | 14 | 10.64 | 609.3 | 29.59 | 28.98 | 7 | 21.98 | 6.91 | 1000 | 704.5 | 0.8477 | 0.5152 | 0.9181 | 0.1492
Kadmat | 2025-11-07 15:00 | 11 | 311 | 15 | 9.83 | 496 | 29.67 | 28.99 | 7 | 21.99 | 8.03 | 1000 | 674.7 | 0.7599 | 0.423 | 0.9188 | 0.1735
Kadmat | 2025-11-07 16:00 | 11 | 311 | 16 | 9.62 | 312.5 | 29.29 | 28.99 | 7 | 21.99 | 8.22 | 1000 | 716.1 | 0.7326 | 0.2708 | 0.9183 | 0.1776
Kadmat | 2025-11-07 17:00 | 11 | 311 | 17 | 10.38 | 101.4 | 28.97 | 28.97 | 7 | 21.97 | 8.07 | 1000 | 748.7 | 0.8239 | 0.0895 | 0.9166 | 0.1742
Kadmat | 2025-11-07 18:00 | 11 | 311 | 18 | 9.68 | 0 | 28.52 | 28.95 | 7 | 21.95 | 8.42 | 1000 | 852.3 | 0.7409 | 0 | 0.9138 | 0.1819
Kadmat | 2025-11-07 19:00 | 11 | 311 | 19 | 10.12 | 0 | 28.14 | 28.92 | 7 | 21.92 | 8.03 | 1000 | 924.9 | 0.796 | 0 | 0.9101 | 0.1735
Kadmat | 2025-11-07 20:00 | 11 | 311 | 20 | 10.48 | 0 | 27.92 | 28.88 | 7 | 21.88 | 7.38 | 1000 | 886.7 | 0.835 | 0 | 0.9059 | 0.1595
Kadmat | 2025-11-07 21:00 | 11 | 311 | 21 | 10.25 | 0 | 27.42 | 28.84 | 7 | 21.84 | 7.1 | 1000 | 788.8 | 0.8096 | 0 | 0.9014 | 0.1534
Kadmat | 2025-11-07 22:00 | 11 | 311 | 22 | 10.22 | 0 | 27.19 | 28.81 | 7 | 21.81 | 7.88 | 1000 | 711.7 | 0.807 | 0 | 0.8968 | 0.1702
Kadmat | 2025-11-07 23:00 | 11 | 311 | 23 | 9.82 | 0 | 26.87 | 28.77 | 7 | 21.77 | 6.42 | 1000 | 563.6 | 0.7585 | 0 | 0.8926 | 0.1387
Kadmat | 2025-11-08 00:00 | 11 | 312 | 0 | 9.9 | 0 | 26.66 | 28.74 | 7 | 21.74 | 5.98 | 1000 | 487.7 | 0.77 | 0 | 0.889 | 0.1292
Kadmat | 2025-11-08 01:00 | 11 | 312 | 1 | 9.01 | 0 | 26.4 | 28.72 | 7 | 21.72 | 6.01 | 1000 | 461.2 | 0.6434 | 0 | 0.8863 | 0.1298
Kadmat | 2025-11-08 02:00 | 11 | 312 | 2 | 9.1 | 0 | 26.43 | 28.7 | 7 | 21.7 | 5.64 | 1000 | 436.4 | 0.6574 | 0 | 0.8846 | 0.1219
Kadmat | 2025-11-08 03:00 | 11 | 312 | 3 | 9.57 | 0 | 26.36 | 28.7 | 7 | 21.7 | 6 | 1000 | 426.6 | 0.7262 | 0 | 0.884 | 0.1297
Kadmat | 2025-11-08 04:00 | 11 | 312 | 4 | 8.84 | 0 | 26.61 | 28.7 | 7 | 21.7 | 6.6 | 1000 | 448.5 | 0.6177 | 0 | 0.8847 | 0.1427
Kadmat | 2025-11-08 05:00 | 11 | 312 | 5 | 8.6 | 0 | 26.84 | 28.72 | 7 | 21.72 | 6.7 | 1000 | 476.2 | 0.5789 | 0 | 0.8865 | 0.1448
Kadmat | 2025-11-08 06:00 | 11 | 312 | 6 | 8.3 | 0 | 27.16 | 28.74 | 7 | 21.74 | 5.99 | 1000 | 554.7 | 0.5297 | 0 | 0.8894 | 0.1293
Kadmat | 2025-11-08 07:00 | 11 | 312 | 7 | 7.83 | 153.9 | 27.33 | 28.77 | 7 | 21.77 | 6.65 | 1000 | 624.7 | 0.4537 | 0.1359 | 0.8931 | 0.1436
Kadmat | 2025-11-08 08:00 | 11 | 312 | 8 | 8.4 | 366.6 | 27.93 | 28.81 | 7 | 21.81 | 6.53 | 1000 | 659.3 | 0.5463 | 0.3179 | 0.8975 | 0.1411
Kadmat | 2025-11-08 09:00 | 11 | 312 | 9 | 8.93 | 591.1 | 28.02 | 28.85 | 7 | 21.85 | 7.57 | 1000 | 679.9 | 0.6322 | 0.5034 | 0.9021 | 0.1634
Kadmat | 2025-11-08 10:00 | 11 | 312 | 10 | 8.64 | 685.2 | 28.08 | 28.89 | 7 | 21.89 | 7.19 | 1000 | 666.7 | 0.5862 | 0.5791 | 0.9068 | 0.1554
Kadmat | 2025-11-08 11:00 | 11 | 312 | 11 | 8.57 | 738.4 | 28.35 | 28.93 | 7 | 21.93 | 6.94 | 1000 | 714.8 | 0.5752 | 0.6208 | 0.9112 | 0.1499
Kadmat | 2025-11-08 12:00 | 11 | 312 | 12 | 9.45 | 877.1 | 28.61 | 28.96 | 7 | 21.96 | 6.71 | 1000 | 694.5 | 0.7092 | 0.7285 | 0.915 | 0.1449
Kadmat | 2025-11-08 13:00 | 11 | 312 | 13 | 8.99 | 696.8 | 28.9 | 28.98 | 7 | 21.98 | 7.35 | 1000 | 687.1 | 0.6412 | 0.5866 | 0.9179 | 0.1587
Kadmat | 2025-11-08 14:00 | 11 | 312 | 14 | 7.82 | 741.5 | 29 | 29 | 7 | 22 | 7.33 | 1000 | 647.6 | 0.4518 | 0.6217 | 0.9197 | 0.1583
Kadmat | 2025-11-08 15:00 | 11 | 312 | 15 | 8.73 | 538 | 29.22 | 29 | 7 | 22 | 6.94 | 1000 | 651.5 | 0.5997 | 0.4581 | 0.9204 | 0.1499
Kadmat | 2025-11-08 16:00 | 11 | 312 | 16 | 8.38 | 371.5 | 29.13 | 29 | 7 | 22 | 8.29 | 1000 | 712.5 | 0.5434 | 0.3206 | 0.9198 | 0.1792
Kadmat | 2025-11-08 17:00 | 11 | 312 | 17 | 9.03 | 118.1 | 28.81 | 28.98 | 7 | 21.98 | 8.63 | 1000 | 751.1 | 0.6474 | 0.104 | 0.9181 | 0.1864
Kadmat | 2025-11-08 18:00 | 11 | 312 | 18 | 8.46 | 0 | 28.59 | 28.96 | 7 | 21.96 | 8.54 | 1000 | 847.2 | 0.5573 | 0 | 0.9153 | 0.1844
Kadmat | 2025-11-08 19:00 | 11 | 312 | 19 | 7.84 | 0 | 28.18 | 28.93 | 7 | 21.93 | 7.87 | 1000 | 867.5 | 0.4548 | 0 | 0.9117 | 0.17
Kadmat | 2025-11-08 20:00 | 11 | 312 | 20 | 7.77 | 0 | 27.83 | 28.89 | 7 | 21.89 | 8.34 | 1000 | 879.2 | 0.4438 | 0 | 0.9075 | 0.1802
Kadmat | 2025-11-08 21:00 | 11 | 312 | 21 | 7.78 | 0 | 27.52 | 28.86 | 7 | 21.86 | 8.46 | 1000 | 761.7 | 0.4451 | 0 | 0.9029 | 0.1827
Kadmat | 2025-11-08 22:00 | 11 | 312 | 22 | 7.78 | 0 | 27.33 | 28.82 | 7 | 21.82 | 8.34 | 1000 | 674.4 | 0.4465 | 0 | 0.8984 | 0.1801
Kadmat | 2025-11-08 23:00 | 11 | 312 | 23 | 6.98 | 0 | 26.87 | 28.78 | 7 | 21.78 | 7.85 | 1000 | 573.5 | 0.3268 | 0 | 0.8942 | 0.1696
Kadmat | 2025-11-09 00:00 | 11 | 313 | 0 | 6.34 | 0 | 26.67 | 28.75 | 7 | 21.75 | 7.32 | 1000 | 493.4 | 0.2464 | 0 | 0.8906 | 0.1581
Kadmat | 2025-11-09 01:00 | 11 | 313 | 1 | 5.71 | 0 | 26.46 | 28.73 | 7 | 21.73 | 6.92 | 1000 | 466.7 | 0.1792 | 0 | 0.8878 | 0.1495
Kadmat | 2025-11-09 02:00 | 11 | 313 | 2 | 5.94 | 0 | 26.51 | 28.71 | 7 | 21.71 | 6.25 | 1000 | 421.4 | 0.2013 | 0 | 0.8861 | 0.1351
Kadmat | 2025-11-09 03:00 | 11 | 313 | 3 | 5.32 | 0 | 26.5 | 28.71 | 7 | 21.71 | 6.42 | 1000 | 436.8 | 0.1435 | 0 | 0.8856 | 0.1388
Kadmat | 2025-11-09 04:00 | 11 | 313 | 4 | 4.67 | 0 | 26.74 | 28.72 | 7 | 21.72 | 5.87 | 1000 | 455.8 | 0.0935 | 0 | 0.8862 | 0.1268
Kadmat | 2025-11-09 05:00 | 11 | 313 | 5 | 4.59 | 0 | 26.88 | 28.73 | 7 | 21.73 | 6.61 | 1000 | 491.4 | 0.0878 | 0 | 0.8881 | 0.1428
Kadmat | 2025-11-09 06:00 | 11 | 313 | 6 | 4.9 | 0 | 26.97 | 28.76 | 7 | 21.76 | 7.33 | 1000 | 570.5 | 0.11 | 0 | 0.8909 | 0.1584
Kadmat | 2025-11-09 07:00 | 11 | 313 | 7 | 5.19 | 160.2 | 27.39 | 28.79 | 7 | 21.79 | 7.86 | 1000 | 599.9 | 0.1328 | 0.1414 | 0.8947 | 0.1698
Kadmat | 2025-11-09 08:00 | 11 | 313 | 8 | 5.97 | 364.5 | 28.16 | 28.82 | 7 | 21.82 | 8.53 | 1000 | 629.8 | 0.2045 | 0.3158 | 0.899 | 0.1843
Kadmat | 2025-11-09 09:00 | 11 | 313 | 9 | 5.24 | 506.5 | 28.54 | 28.86 | 7 | 21.86 | 7.71 | 1000 | 644.6 | 0.1371 | 0.4335 | 0.9037 | 0.1666
Kadmat | 2025-11-09 10:00 | 11 | 313 | 10 | 5.42 | 661.1 | 28.96 | 28.9 | 7 | 21.9 | 6.93 | 1000 | 712.2 | 0.1516 | 0.558 | 0.9084 | 0.1498
Kadmat | 2025-11-09 11:00 | 11 | 313 | 11 | 5.44 | 826.9 | 29.47 | 28.94 | 7 | 21.94 | 6.78 | 1000 | 698.1 | 0.1534 | 0.6873 | 0.9127 | 0.1465
Kadmat | 2025-11-09 12:00 | 11 | 313 | 12 | 5.96 | 707 | 29.57 | 28.97 | 7 | 21.97 | 5.78 | 1000 | 715.1 | 0.203 | 0.5931 | 0.9165 | 0.1249
Kadmat | 2025-11-09 13:00 | 11 | 313 | 13 | 4.86 | 743.1 | 29.91 | 29 | 7 | 22 | 5.14 | 1000 | 693.5 | 0.1067 | 0.6208 | 0.9194 | 0.1111
Kadmat | 2025-11-09 14:00 | 11 | 313 | 14 | 5.44 | 585.8 | 29.63 | 29.01 | 7 | 22.01 | 5.2 | 1000 | 726.4 | 0.1536 | 0.4962 | 0.9213 | 0.1123
Kadmat | 2025-11-09 15:00 | 11 | 313 | 15 | 4.79 | 561.7 | 29.59 | 29.02 | 7 | 22.02 | 5.28 | 1000 | 691.9 | 0.102 | 0.4768 | 0.922 | 0.1141
Kadmat | 2025-11-09 16:00 | 11 | 313 | 16 | 4.3 | 307.6 | 29.5 | 29.01 | 7 | 22.01 | 4.97 | 1000 | 727.2 | 0.0685 | 0.2664 | 0.9214 | 0.1074
Kadmat | 2025-11-09 17:00 | 11 | 313 | 17 | 4.58 | 117.5 | 29.16 | 29 | 7 | 22 | 4.83 | 1000 | 773.6 | 0.0871 | 0.1034 | 0.9197 | 0.1044
Kadmat | 2025-11-09 18:00 | 11 | 313 | 18 | 4.26 | 0 | 29.13 | 28.97 | 7 | 21.97 | 4.21 | 1000 | 876.7 | 0.0661 | 0 | 0.9169 | 0.0908
Kadmat | 2025-11-09 19:00 | 11 | 313 | 19 | 5.84 | 0 | 28.89 | 28.94 | 7 | 21.94 | 4.53 | 1000 | 898.9 | 0.1919 | 0 | 0.9133 | 0.0979
Kadmat | 2025-11-09 20:00 | 11 | 313 | 20 | 6.11 | 0 | 28.51 | 28.91 | 7 | 21.91 | 5.15 | 1000 | 854.5 | 0.2193 | 0 | 0.909 | 0.1112
Kadmat | 2025-11-09 21:00 | 11 | 313 | 21 | 6.95 | 0 | 27.99 | 28.87 | 7 | 21.87 | 4.99 | 1000 | 797.9 | 0.3227 | 0 | 0.9045 | 0.1078
Kadmat | 2025-11-09 22:00 | 11 | 313 | 22 | 5.47 | 0 | 27.57 | 28.83 | 7 | 21.83 | 4.89 | 1000 | 727.1 | 0.1559 | 0 | 0.8999 | 0.1056
Kadmat | 2025-11-09 23:00 | 11 | 313 | 23 | 5.12 | 0 | 27.26 | 28.8 | 7 | 21.8 | 4.95 | 1000 | 580.4 | 0.1266 | 0 | 0.8957 | 0.107
Kadmat | 2025-11-10 00:00 | 11 | 314 | 0 | 4.7 | 0 | 26.74 | 28.77 | 7 | 21.77 | 4.87 | 1000 | 496.3 | 0.0956 | 0 | 0.8921 | 0.1053
Kadmat | 2025-11-10 01:00 | 11 | 314 | 1 | 4.25 | 0 | 26.59 | 28.74 | 7 | 21.74 | 4.57 | 1000 | 447.3 | 0.066 | 0 | 0.8893 | 0.0987
Kadmat | 2025-11-10 02:00 | 11 | 314 | 2 | 4.67 | 0 | 26.39 | 28.73 | 7 | 21.73 | 4.24 | 1000 | 431.6 | 0.0933 | 0 | 0.8876 | 0.0916
Kadmat | 2025-11-10 03:00 | 11 | 314 | 3 | 4.4 | 0 | 26.36 | 28.72 | 7 | 21.72 | 4.03 | 1000 | 430 | 0.0747 | 0 | 0.8871 | 0.087
Kadmat | 2025-11-10 04:00 | 11 | 314 | 4 | 4.41 | 0 | 26.42 | 28.73 | 7 | 21.73 | 4.5 | 1000 | 447.9 | 0.0753 | 0 | 0.8878 | 0.0972
Kadmat | 2025-11-10 05:00 | 11 | 314 | 5 | 3.94 | 0 | 26.55 | 28.74 | 7 | 21.74 | 4.46 | 1000 | 488.3 | 0.0474 | 0 | 0.8896 | 0.0963
Kadmat | 2025-11-10 06:00 | 11 | 314 | 6 | 3.8 | 0 | 26.87 | 28.77 | 7 | 21.77 | 4.52 | 1000 | 537.8 | 0.041 | 0 | 0.8925 | 0.0976
Kadmat | 2025-11-10 07:00 | 11 | 314 | 7 | 4.13 | 156.5 | 27.48 | 28.8 | 7 | 21.8 | 4.77 | 1000 | 602.1 | 0.0582 | 0.1382 | 0.8962 | 0.1031
Kadmat | 2025-11-10 08:00 | 11 | 314 | 8 | 4.1 | 396.7 | 27.74 | 28.84 | 7 | 21.84 | 5.21 | 1000 | 624.7 | 0.0564 | 0.3434 | 0.9006 | 0.1126
Kadmat | 2025-11-10 09:00 | 11 | 314 | 9 | 4.87 | 603.6 | 28.14 | 28.88 | 7 | 21.88 | 4.74 | 1000 | 684.6 | 0.108 | 0.5134 | 0.9053 | 0.1024
Kadmat | 2025-11-10 10:00 | 11 | 314 | 10 | 4.91 | 707.9 | 28.37 | 28.92 | 7 | 21.92 | 4.51 | 1000 | 706.3 | 0.1106 | 0.5966 | 0.9099 | 0.0974
Kadmat | 2025-11-10 11:00 | 11 | 314 | 11 | 4.75 | 780.1 | 28.57 | 28.95 | 7 | 21.95 | 4 | 1000 | 664 | 0.0993 | 0.6531 | 0.9143 | 0.0864
Kadmat | 2025-11-10 12:00 | 11 | 314 | 12 | 4.98 | 763 | 28.98 | 28.98 | 7 | 21.98 | 4.16 | 1000 | 711 | 0.1153 | 0.6387 | 0.9181 | 0.0899
Kadmat | 2025-11-10 13:00 | 11 | 314 | 13 | 4.91 | 817.6 | 29.06 | 29.01 | 7 | 22.01 | 4.28 | 1000 | 658.5 | 0.1102 | 0.6812 | 0.921 | 0.0925
Kadmat | 2025-11-10 14:00 | 11 | 314 | 14 | 5.8 | 741.1 | 29.09 | 29.02 | 7 | 22.02 | 4.16 | 1000 | 676.9 | 0.1879 | 0.6212 | 0.9229 | 0.0898
Kadmat | 2025-11-10 15:00 | 11 | 314 | 15 | 4.53 | 554.3 | 29.08 | 29.03 | 7 | 22.03 | 3.96 | 1000 | 672.1 | 0.0835 | 0.4716 | 0.9235 | 0.0856
Kadmat | 2025-11-10 16:00 | 11 | 314 | 16 | 4.2 | 357 | 28.9 | 29.02 | 7 | 22.02 | 4.13 | 1000 | 728.5 | 0.0626 | 0.3087 | 0.923 | 0.0892
Kadmat | 2025-11-10 17:00 | 11 | 314 | 17 | 4.47 | 108.6 | 28.65 | 29.01 | 7 | 22.01 | 4 | 1000 | 822.9 | 0.0792 | 0.0958 | 0.9213 | 0.0865
Kadmat | 2025-11-10 18:00 | 11 | 314 | 18 | 4.57 | 0 | 28.47 | 28.99 | 7 | 21.99 | 4.26 | 1000 | 806.2 | 0.0864 | 0 | 0.9185 | 0.0921
Kadmat | 2025-11-10 19:00 | 11 | 314 | 19 | 4.21 | 0 | 28.1 | 28.96 | 7 | 21.96 | 4.55 | 1000 | 904.7 | 0.0631 | 0 | 0.9148 | 0.0984
Kadmat | 2025-11-10 20:00 | 11 | 314 | 20 | 4.64 | 0 | 27.73 | 28.92 | 7 | 21.92 | 4.42 | 1000 | 864.9 | 0.0908 | 0 | 0.9106 | 0.0954
Kadmat | 2025-11-10 21:00 | 11 | 314 | 21 | 4.49 | 0 | 27.53 | 28.88 | 7 | 21.88 | 3.95 | 1000 | 776.6 | 0.0806 | 0 | 0.906 | 0.0854
Kadmat | 2025-11-10 22:00 | 11 | 314 | 22 | 4.21 | 0 | 26.97 | 28.84 | 7 | 21.84 | 4.16 | 1000 | 701.2 | 0.063 | 0 | 0.9015 | 0.09
Kadmat | 2025-11-10 23:00 | 11 | 314 | 23 | 3.98 | 0 | 26.65 | 28.81 | 7 | 21.81 | 4.83 | 1000 | 547.1 | 0.0494 | 0 | 0.8973 | 0.1042
Kadmat | 2025-11-11 00:00 | 11 | 315 | 0 | 3.17 | 0 | 26.34 | 28.78 | 7 | 21.78 | 4.58 | 1000 | 502.4 | 0.0153 | 0 | 0.8937 | 0.0988
Kadmat | 2025-11-11 01:00 | 11 | 315 | 1 | 3.69 | 0 | 26.19 | 28.76 | 7 | 21.76 | 4.44 | 1000 | 468.7 | 0.036 | 0 | 0.8909 | 0.0959
Kadmat | 2025-11-11 02:00 | 11 | 315 | 2 | 3.56 | 0 | 26.07 | 28.74 | 7 | 21.74 | 4.46 | 1000 | 448.8 | 0.0298 | 0 | 0.8892 | 0.0963
Kadmat | 2025-11-11 03:00 | 11 | 315 | 3 | 3.8 | 0 | 25.87 | 28.74 | 7 | 21.74 | 4.56 | 1000 | 419.7 | 0.0409 | 0 | 0.8887 | 0.0986
Kadmat | 2025-11-11 04:00 | 11 | 315 | 4 | 4.35 | 0 | 26.26 | 28.74 | 7 | 21.74 | 4.67 | 1000 | 442.6 | 0.0719 | 0 | 0.8893 | 0.101
Kadmat | 2025-11-11 05:00 | 11 | 315 | 5 | 4.35 | 0 | 26.64 | 28.76 | 7 | 21.76 | 4.93 | 1000 | 478 | 0.072 | 0 | 0.8912 | 0.1065
Kadmat | 2025-11-11 06:00 | 11 | 315 | 6 | 3.34 | 0 | 26.89 | 28.78 | 7 | 21.78 | 4.6 | 1000 | 557.9 | 0.0211 | 0 | 0.894 | 0.0993
Kadmat | 2025-11-11 07:00 | 11 | 315 | 7 | 3.69 | 150.2 | 27.33 | 28.81 | 7 | 21.81 | 3.87 | 1000 | 583.9 | 0.0358 | 0.1327 | 0.8978 | 0.0835
Kadmat | 2025-11-11 08:00 | 11 | 315 | 8 | 3.68 | 390.2 | 27.65 | 28.85 | 7 | 21.85 | 3.62 | 1000 | 624.2 | 0.0354 | 0.3381 | 0.9021 | 0.0783
Kadmat | 2025-11-11 09:00 | 11 | 315 | 9 | 4.58 | 543 | 28.17 | 28.89 | 7 | 21.89 | 3.9 | 1000 | 672 | 0.0864 | 0.464 | 0.9068 | 0.0841
Kadmat | 2025-11-11 10:00 | 11 | 315 | 10 | 4.04 | 694.7 | 28.73 | 28.93 | 7 | 21.93 | 3.85 | 1000 | 671.5 | 0.0527 | 0.5853 | 0.9115 | 0.0832
Kadmat | 2025-11-11 11:00 | 11 | 315 | 11 | 4.11 | 782.9 | 28.99 | 28.97 | 7 | 21.97 | 3.5 | 1000 | 719.6 | 0.0574 | 0.6543 | 0.9159 | 0.0756
Kadmat | 2025-11-11 12:00 | 11 | 315 | 12 | 3.94 | 816.4 | 28.98 | 29 | 7 | 22 | 3.57 | 1000 | 706 | 0.0475 | 0.6804 | 0.9196 | 0.077
Kadmat | 2025-11-11 13:00 | 11 | 315 | 13 | 3.84 | 800.8 | 29.25 | 29.02 | 7 | 22.02 | 3.65 | 1000 | 735.9 | 0.0428 | 0.6676 | 0.9226 | 0.0789
Kadmat | 2025-11-11 14:00 | 11 | 315 | 14 | 3.83 | 599 | 29.29 | 29.04 | 7 | 22.04 | 3.68 | 1000 | 695.6 | 0.0425 | 0.5075 | 0.9244 | 0.0796
Kadmat | 2025-11-11 15:00 | 11 | 315 | 15 | 3.97 | 550.2 | 29.12 | 29.04 | 7 | 22.04 | 3.83 | 1000 | 683.6 | 0.049 | 0.4682 | 0.9251 | 0.0827
Kadmat | 2025-11-11 16:00 | 11 | 315 | 16 | 4.43 | 265.5 | 29.06 | 29.04 | 7 | 22.04 | 3.77 | 1000 | 704.8 | 0.0767 | 0.2311 | 0.9246 | 0.0814
Kadmat | 2025-11-11 17:00 | 11 | 315 | 17 | 3.29 | 114.6 | 28.93 | 29.02 | 7 | 22.02 | 3.93 | 1000 | 809.6 | 0.0196 | 0.101 | 0.9228 | 0.0849
Kadmat | 2025-11-11 18:00 | 11 | 315 | 18 | 3.91 | 0 | 28.72 | 29 | 7 | 22 | 3.94 | 1000 | 888.9 | 0.0463 | 0 | 0.92 | 0.0851
Kadmat | 2025-11-11 19:00 | 11 | 315 | 19 | 3.38 | 0 | 28.41 | 28.97 | 7 | 21.97 | 3.93 | 1000 | 891 | 0.0228 | 0 | 0.9164 | 0.0849
Kadmat | 2025-11-11 20:00 | 11 | 315 | 20 | 3.3 | 0 | 28.05 | 28.93 | 7 | 21.93 | 3.71 | 1000 | 918.9 | 0.0199 | 0 | 0.9121 | 0.0802
Kadmat | 2025-11-11 21:00 | 11 | 315 | 21 | 3.35 | 0 | 27.64 | 28.9 | 7 | 21.9 | 3.24 | 1000 | 781.6 | 0.0214 | 0 | 0.9076 | 0.0699
Kadmat | 2025-11-11 22:00 | 11 | 315 | 22 | 3.18 | 0 | 27.26 | 28.86 | 7 | 21.86 | 3.32 | 1000 | 685.4 | 0.0154 | 0 | 0.903 | 0.0718
Kadmat | 2025-11-11 23:00 | 11 | 315 | 23 | 3.19 | 0 | 27.18 | 28.82 | 7 | 21.82 | 3.06 | 1000 | 584.2 | 0.016 | 0 | 0.8988 | 0.0661
Kadmat | 2025-11-12 00:00 | 11 | 316 | 0 | 4.11 | 0 | 26.78 | 28.79 | 7 | 21.79 | 3.06 | 1000 | 460.5 | 0.0573 | 0 | 0.8952 | 0.0661
Kadmat | 2025-11-12 01:00 | 11 | 316 | 1 | 4.16 | 0 | 26.56 | 28.77 | 7 | 21.77 | 2.64 | 1000 | 432.5 | 0.0602 | 0 | 0.8924 | 0.0571
Kadmat | 2025-11-12 02:00 | 11 | 316 | 2 | 5.04 | 0 | 26.49 | 28.75 | 7 | 21.75 | 2.71 | 1000 | 438 | 0.12 | 0 | 0.8907 | 0.0585
Kadmat | 2025-11-12 03:00 | 11 | 316 | 3 | 4.97 | 0 | 26.58 | 28.75 | 7 | 21.75 | 2.68 | 1000 | 417.9 | 0.1145 | 0 | 0.8902 | 0.0578
Kadmat | 2025-11-12 04:00 | 11 | 316 | 4 | 4.82 | 0 | 26.77 | 28.75 | 7 | 21.75 | 2.89 | 1000 | 455 | 0.104 | 0 | 0.8909 | 0.0624
Kadmat | 2025-11-12 05:00 | 11 | 316 | 5 | 4.03 | 0 | 26.99 | 28.77 | 7 | 21.77 | 2.9 | 1000 | 479.6 | 0.0524 | 0 | 0.8927 | 0.0626
Kadmat | 2025-11-12 06:00 | 11 | 316 | 6 | 3.21 | 0 | 27.28 | 28.79 | 7 | 21.79 | 3.2 | 1000 | 569.2 | 0.0164 | 0 | 0.8956 | 0.0691
Kadmat | 2025-11-12 07:00 | 11 | 316 | 7 | 3.43 | 157.9 | 27.65 | 28.83 | 7 | 21.83 | 3.16 | 1000 | 580.2 | 0.0246 | 0.1393 | 0.8993 | 0.0682
Kadmat | 2025-11-12 08:00 | 11 | 316 | 8 | 3.84 | 394.7 | 27.9 | 28.86 | 7 | 21.86 | 3.05 | 1000 | 655.7 | 0.0428 | 0.3415 | 0.9037 | 0.0659
Kadmat | 2025-11-12 09:00 | 11 | 316 | 9 | 3.34 | 559.3 | 28.7 | 28.9 | 7 | 21.9 | 3.03 | 1000 | 654.6 | 0.0211 | 0.4763 | 0.9084 | 0.0655
Kadmat | 2025-11-12 10:00 | 11 | 316 | 10 | 3.53 | 552.1 | 29.13 | 28.94 | 7 | 21.94 | 2.79 | 1000 | 664.2 | 0.0282 | 0.4698 | 0.9131 | 0.0603
Kadmat | 2025-11-12 11:00 | 11 | 316 | 11 | 3.48 | 840.9 | 29.57 | 28.98 | 7 | 21.98 | 2.38 | 1000 | 740.2 | 0.0263 | 0.6979 | 0.9174 | 0.0513
Kadmat | 2025-11-12 12:00 | 11 | 316 | 12 | 4.09 | 885.1 | 29.82 | 29.01 | 7 | 22.01 | 2.51 | 1000 | 725 | 0.0558 | 0.7313 | 0.9212 | 0.0543
Kadmat | 2025-11-12 13:00 | 11 | 316 | 13 | 4.3 | 808.4 | 30.2 | 29.03 | 7 | 22.03 | 2.12 | 1000 | 684.6 | 0.0686 | 0.6711 | 0.9241 | 0.0459
Kadmat | 2025-11-12 14:00 | 11 | 316 | 14 | 4.66 | 705.6 | 30.06 | 29.05 | 7 | 22.05 | 2.07 | 1000 | 677 | 0.0924 | 0.591 | 0.926 | 0.0448
Kadmat | 2025-11-12 15:00 | 11 | 316 | 15 | 4.19 | 534.3 | 30.11 | 29.06 | 7 | 22.06 | 2.31 | 1000 | 688.1 | 0.062 | 0.4536 | 0.9267 | 0.0499
Kadmat | 2025-11-12 16:00 | 11 | 316 | 16 | 3.93 | 296.2 | 29.91 | 29.05 | 7 | 22.05 | 2.23 | 1000 | 702.8 | 0.047 | 0.2564 | 0.9261 | 0.0481
Kadmat | 2025-11-12 17:00 | 11 | 316 | 17 | 4.23 | 109.2 | 29.74 | 29.04 | 7 | 22.04 | 2.61 | 1000 | 765.7 | 0.0644 | 0.096 | 0.9244 | 0.0565
Kadmat | 2025-11-12 18:00 | 11 | 316 | 18 | 4.58 | 0 | 29.34 | 29.01 | 7 | 22.01 | 2.69 | 1000 | 848.1 | 0.0865 | 0 | 0.9216 | 0.0582
Kadmat | 2025-11-12 19:00 | 11 | 316 | 19 | 4.18 | 0 | 29.05 | 28.98 | 7 | 21.98 | 3.23 | 1000 | 910.7 | 0.0615 | 0 | 0.918 | 0.0697
Kadmat | 2025-11-12 20:00 | 11 | 316 | 20 | 4.26 | 0 | 28.56 | 28.95 | 7 | 21.95 | 3.22 | 1000 | 842.3 | 0.0662 | 0 | 0.9137 | 0.0696
Kadmat | 2025-11-12 21:00 | 11 | 316 | 21 | 2.57 | 0 | 28.26 | 28.91 | 7 | 21.91 | 3.4 | 1000 | 792.9 | 0.0013 | 0 | 0.9092 | 0.0734
Kadmat | 2025-11-12 22:00 | 11 | 316 | 22 | 2.56 | 0 | 27.86 | 28.87 | 7 | 21.87 | 3.27 | 1000 | 705.6 | 0.0012 | 0 | 0.9046 | 0.0705
Kadmat | 2025-11-12 23:00 | 11 | 316 | 23 | 2.57 | 0 | 27.47 | 28.84 | 7 | 21.84 | 2.93 | 1000 | 559 | 0.0012 | 0 | 0.9004 | 0.0633
Kadmat | 2025-11-13 00:00 | 11 | 317 | 0 | 2.07 | 0 | 26.87 | 28.8 | 7 | 21.8 | 2.61 | 1000 | 504 | 0 | 0 | 0.8968 | 0.0565
Kadmat | 2025-11-13 01:00 | 11 | 317 | 1 | 2.1 | 0 | 26.86 | 28.78 | 7 | 21.78 | 2.94 | 1000 | 472.4 | 0 | 0 | 0.894 | 0.0635
Kadmat | 2025-11-13 02:00 | 11 | 317 | 2 | 3.03 | 0 | 26.61 | 28.77 | 7 | 21.77 | 3.48 | 1000 | 450.3 | 0.0102 | 0 | 0.8923 | 0.0751
Kadmat | 2025-11-13 03:00 | 11 | 317 | 3 | 3.45 | 0 | 26.74 | 28.76 | 7 | 21.76 | 3.66 | 1000 | 425.9 | 0.0252 | 0 | 0.8918 | 0.0791
Kadmat | 2025-11-13 04:00 | 11 | 317 | 4 | 4.26 | 0 | 26.85 | 28.77 | 7 | 21.77 | 3.93 | 1000 | 460.4 | 0.0663 | 0 | 0.8924 | 0.0849
Kadmat | 2025-11-13 05:00 | 11 | 317 | 5 | 3.06 | 0 | 27.06 | 28.78 | 7 | 21.78 | 3.81 | 1000 | 492.6 | 0.0112 | 0 | 0.8943 | 0.0824
Kadmat | 2025-11-13 06:00 | 11 | 317 | 6 | 3.75 | 0 | 27.17 | 28.81 | 7 | 21.81 | 3.51 | 1000 | 557.9 | 0.0387 | 0 | 0.8971 | 0.0758
Kadmat | 2025-11-13 07:00 | 11 | 317 | 7 | 4.34 | 128.3 | 27.79 | 28.84 | 7 | 21.84 | 3.34 | 1000 | 617.7 | 0.0709 | 0.1133 | 0.9009 | 0.0722
Kadmat | 2025-11-13 08:00 | 11 | 317 | 8 | 3.8 | 326.6 | 28.21 | 28.88 | 7 | 21.88 | 3.62 | 1000 | 634.3 | 0.0412 | 0.2838 | 0.9053 | 0.0782
Kadmat | 2025-11-13 09:00 | 11 | 317 | 9 | 3.19 | 521.1 | 28.66 | 28.92 | 7 | 21.92 | 3.44 | 1000 | 693.1 | 0.016 | 0.4452 | 0.9099 | 0.0743
Kadmat | 2025-11-13 10:00 | 11 | 317 | 10 | 3.21 | 586.6 | 28.91 | 28.95 | 7 | 21.95 | 3.35 | 1000 | 699.4 | 0.0165 | 0.4981 | 0.9146 | 0.0724
Kadmat | 2025-11-13 11:00 | 11 | 317 | 11 | 2.22 | 757.1 | 29.28 | 28.99 | 7 | 21.99 | 3.28 | 1000 | 757.1 | 0 | 0.6333 | 0.919 | 0.0709
Kadmat | 2025-11-13 12:00 | 11 | 317 | 12 | 2.08 | 793.7 | 29.32 | 29.02 | 7 | 22.02 | 3.3 | 1000 | 697 | 0 | 0.6619 | 0.9228 | 0.0712
Kadmat | 2025-11-13 13:00 | 11 | 317 | 13 | 1.83 | 719 | 29.26 | 29.05 | 7 | 22.05 | 3.26 | 1000 | 682.4 | 0 | 0.6033 | 0.9257 | 0.0703
Kadmat | 2025-11-13 14:00 | 11 | 317 | 14 | 1.02 | 615.7 | 29.39 | 29.06 | 7 | 22.06 | 3.15 | 1000 | 705.3 | 0 | 0.5207 | 0.9276 | 0.068
Kadmat | 2025-11-13 15:00 | 11 | 317 | 15 | 1.3 | 468.6 | 29.38 | 29.07 | 7 | 22.07 | 3.22 | 1000 | 701 | 0 | 0.4009 | 0.9282 | 0.0695
Kadmat | 2025-11-13 16:00 | 11 | 317 | 16 | 1.41 | 278.8 | 29.03 | 29.06 | 7 | 22.06 | 3.35 | 1000 | 681.9 | 0 | 0.2424 | 0.9277 | 0.0723
Kadmat | 2025-11-13 17:00 | 11 | 317 | 17 | 1.08 | 98.8 | 28.85 | 29.05 | 7 | 22.05 | 3.72 | 1000 | 765.9 | 0 | 0.0872 | 0.926 | 0.0804
Kadmat | 2025-11-13 18:00 | 11 | 317 | 18 | 1.43 | 0 | 28.48 | 29.03 | 7 | 22.03 | 3.29 | 1000 | 865.2 | 0 | 0 | 0.9232 | 0.0711
Kadmat | 2025-11-13 19:00 | 11 | 317 | 19 | 1.43 | 0 | 28.11 | 29 | 7 | 22 | 3.34 | 1000 | 880.5 | 0 | 0 | 0.9195 | 0.0722
Kadmat | 2025-11-13 20:00 | 11 | 317 | 20 | 1.97 | 0 | 27.89 | 28.96 | 7 | 21.96 | 3.28 | 1000 | 869 | 0 | 0 | 0.9153 | 0.0709
Kadmat | 2025-11-13 21:00 | 11 | 317 | 21 | 2.29 | 0 | 27.53 | 28.92 | 7 | 21.92 | 3.67 | 1000 | 779.4 | 0 | 0 | 0.9107 | 0.0792
Kadmat | 2025-11-13 22:00 | 11 | 317 | 22 | 1.79 | 0 | 27.12 | 28.88 | 7 | 21.88 | 3.72 | 1000 | 662.2 | 0 | 0 | 0.9062 | 0.0804
Kadmat | 2025-11-13 23:00 | 11 | 317 | 23 | 1.93 | 0 | 26.74 | 28.85 | 7 | 21.85 | 3.6 | 1000 | 556.3 | 0 | 0 | 0.9019 | 0.0778
Kadmat | 2025-11-14 00:00 | 11 | 318 | 0 | 2.47 | 0 | 26.53 | 28.82 | 7 | 21.82 | 3.86 | 1000 | 488.6 | 0 | 0 | 0.8983 | 0.0833
Kadmat | 2025-11-14 01:00 | 11 | 318 | 1 | 1.86 | 0 | 26.33 | 28.79 | 7 | 21.79 | 3.65 | 1000 | 457.5 | 0 | 0 | 0.8956 | 0.0788
Kadmat | 2025-11-14 02:00 | 11 | 318 | 2 | 1.53 | 0 | 26.38 | 28.78 | 7 | 21.78 | 3.18 | 1000 | 434.2 | 0 | 0 | 0.8938 | 0.0686
Kadmat | 2025-11-14 03:00 | 11 | 318 | 3 | 1.44 | 0 | 26.46 | 28.78 | 7 | 21.78 | 2.95 | 1000 | 427.3 | 0 | 0 | 0.8933 | 0.0638
Kadmat | 2025-11-14 04:00 | 11 | 318 | 4 | 1.11 | 0 | 26.55 | 28.78 | 7 | 21.78 | 2.7 | 1000 | 454.3 | 0 | 0 | 0.894 | 0.0582
Kadmat | 2025-11-14 05:00 | 11 | 318 | 5 | 0.66 | 0 | 26.83 | 28.8 | 7 | 21.8 | 3.14 | 1000 | 469.4 | 0 | 0 | 0.8958 | 0.0679
Kadmat | 2025-11-14 06:00 | 11 | 318 | 6 | 0.83 | 0 | 27.39 | 28.82 | 7 | 21.82 | 2.96 | 1000 | 561.4 | 0 | 0 | 0.8987 | 0.0639
Kadmat | 2025-11-14 07:00 | 11 | 318 | 7 | 1.14 | 139.8 | 27.87 | 28.85 | 7 | 21.85 | 3.12 | 1000 | 605 | 0 | 0.1234 | 0.9024 | 0.0674
Kadmat | 2025-11-14 08:00 | 11 | 318 | 8 | 1.82 | 368.7 | 28.18 | 28.89 | 7 | 21.89 | 3.4 | 1000 | 646.8 | 0 | 0.3194 | 0.9068 | 0.0735
Kadmat | 2025-11-14 09:00 | 11 | 318 | 9 | 1.23 | 632.8 | 28.54 | 28.93 | 7 | 21.93 | 3.56 | 1000 | 622.7 | 0 | 0.5362 | 0.9115 | 0.0768
Kadmat | 2025-11-14 10:00 | 11 | 318 | 10 | 1.66 | 652.3 | 28.82 | 28.97 | 7 | 21.97 | 3.36 | 1000 | 661.3 | 0 | 0.5512 | 0.9162 | 0.0725
Kadmat | 2025-11-14 11:00 | 11 | 318 | 11 | 2.59 | 818.2 | 29.03 | 29 | 7 | 22 | 3.48 | 1000 | 671.1 | 0.0017 | 0.6817 | 0.9206 | 0.0752
Kadmat | 2025-11-14 12:00 | 11 | 318 | 12 | 2.27 | 733.1 | 29.24 | 29.04 | 7 | 22.04 | 3.73 | 1000 | 709.7 | 0 | 0.6145 | 0.9244 | 0.0805
Kadmat | 2025-11-14 13:00 | 11 | 318 | 13 | 2.8 | 757.6 | 29.44 | 29.06 | 7 | 22.06 | 3.66 | 1000 | 643.5 | 0.0053 | 0.6333 | 0.9273 | 0.0791
Kadmat | 2025-11-14 14:00 | 11 | 318 | 14 | 2.55 | 614.7 | 29.53 | 29.08 | 7 | 22.08 | 3.96 | 1000 | 674.6 | 0.0009 | 0.5196 | 0.9291 | 0.0855
Kadmat | 2025-11-14 15:00 | 11 | 318 | 15 | 2.63 | 465.6 | 29.43 | 29.08 | 7 | 22.08 | 4.19 | 1000 | 672.9 | 0.0023 | 0.3984 | 0.9298 | 0.0905
Kadmat | 2025-11-14 16:00 | 11 | 318 | 16 | 2.88 | 282.4 | 29.24 | 29.08 | 7 | 22.08 | 4.01 | 1000 | 708.3 | 0.0068 | 0.2453 | 0.9293 | 0.0866
Kadmat | 2025-11-14 17:00 | 11 | 318 | 17 | 2.36 | 87.8 | 29.08 | 29.06 | 7 | 22.06 | 3.76 | 1000 | 762.1 | 0 | 0.0775 | 0.9275 | 0.0813
Kadmat | 2025-11-14 18:00 | 11 | 318 | 18 | 2.85 | 0 | 29 | 29.04 | 7 | 22.04 | 4 | 1000 | 901.7 | 0.0063 | 0 | 0.9247 | 0.0864
Kadmat | 2025-11-14 19:00 | 11 | 318 | 19 | 2.53 | 0 | 28.66 | 29.01 | 7 | 22.01 | 3.82 | 1000 | 878.6 | 0.0006 | 0 | 0.9211 | 0.0825
Kadmat | 2025-11-14 20:00 | 11 | 318 | 20 | 2.17 | 0 | 28.13 | 28.97 | 7 | 21.97 | 3.81 | 1000 | 915.1 | 0 | 0 | 0.9168 | 0.0823
Kadmat | 2025-11-14 21:00 | 11 | 318 | 21 | 1.57 | 0 | 27.97 | 28.94 | 7 | 21.94 | 3.64 | 1000 | 788.6 | 0 | 0 | 0.9123 | 0.0787
Kadmat | 2025-11-14 22:00 | 11 | 318 | 22 | 1.95 | 0 | 27.7 | 28.9 | 7 | 21.9 | 4.4 | 1000 | 659.6 | 0 | 0 | 0.9077 | 0.0951
Kadmat | 2025-11-14 23:00 | 11 | 318 | 23 | 1.55 | 0 | 27.16 | 28.86 | 7 | 21.86 | 4.32 | 1000 | 517.8 | 0 | 0 | 0.9035 | 0.0934
Kadmat | 2025-11-15 00:00 | 11 | 319 | 0 | 1.18 | 0 | 26.8 | 28.83 | 7 | 21.83 | 4.79 | 1000 | 503.7 | 0 | 0 | 0.8999 | 0.1034
Kadmat | 2025-11-15 01:00 | 11 | 319 | 1 | 1.5 | 0 | 26.45 | 28.81 | 7 | 21.81 | 4.41 | 1000 | 475.1 | 0 | 0 | 0.8971 | 0.0953
Kadmat | 2025-11-15 02:00 | 11 | 319 | 2 | 1.85 | 0 | 26.36 | 28.79 | 7 | 21.79 | 4.53 | 1000 | 421 | 0 | 0 | 0.8954 | 0.0978
Kadmat | 2025-11-15 03:00 | 11 | 319 | 3 | 1.41 | 0 | 26.56 | 28.79 | 7 | 21.79 | 4.42 | 1000 | 432.7 | 0 | 0 | 0.8949 | 0.0954
Kadmat | 2025-11-15 04:00 | 11 | 319 | 4 | 1.28 | 0 | 26.64 | 28.79 | 7 | 21.79 | 3.85 | 1000 | 436.3 | 0 | 0 | 0.8955 | 0.0832
Kadmat | 2025-11-15 05:00 | 11 | 319 | 5 | 1.9 | 0 | 27.02 | 28.81 | 7 | 21.81 | 3.69 | 1000 | 487.3 | 0 | 0 | 0.8974 | 0.0796
Kadmat | 2025-11-15 06:00 | 11 | 319 | 6 | 1.65 | 0 | 27.44 | 28.83 | 7 | 21.83 | 3.38 | 1000 | 541.3 | 0 | 0 | 0.9003 | 0.0731
Kadmat | 2025-11-15 07:00 | 11 | 319 | 7 | 1.24 | 148.4 | 27.63 | 28.87 | 7 | 21.87 | 3.2 | 1000 | 588.1 | 0 | 0.131 | 0.904 | 0.0692
Kadmat | 2025-11-15 08:00 | 11 | 319 | 8 | 1.2 | 318 | 27.98 | 28.9 | 7 | 21.9 | 3.3 | 1000 | 612.9 | 0 | 0.2768 | 0.9084 | 0.0712
Kadmat | 2025-11-15 09:00 | 11 | 319 | 9 | 0.87 | 465.7 | 28.4 | 28.94 | 7 | 21.94 | 3.28 | 1000 | 692.1 | 0 | 0.4 | 0.9131 | 0.0709
Kadmat | 2025-11-15 10:00 | 11 | 319 | 10 | 1.1 | 598.2 | 28.88 | 28.98 | 7 | 21.98 | 3.03 | 1000 | 685.8 | 0 | 0.5076 | 0.9178 | 0.0655
Kadmat | 2025-11-15 11:00 | 11 | 319 | 11 | 1.05 | 733.5 | 28.9 | 29.02 | 7 | 22.02 | 3.04 | 1000 | 725.9 | 0 | 0.6157 | 0.9221 | 0.0656
Kadmat | 2025-11-15 12:00 | 11 | 319 | 12 | 0.96 | 763.4 | 29.25 | 29.05 | 7 | 22.05 | 3.14 | 1000 | 679.8 | 0 | 0.6384 | 0.9259 | 0.0679
Kadmat | 2025-11-15 13:00 | 11 | 319 | 13 | 0.94 | 773.1 | 29.43 | 29.07 | 7 | 22.07 | 2.97 | 1000 | 712.2 | 0 | 0.6455 | 0.9288 | 0.0641
Kadmat | 2025-11-15 14:00 | 11 | 319 | 14 | 1.03 | 645.3 | 29.46 | 29.09 | 7 | 22.09 | 3.05 | 1000 | 658.8 | 0 | 0.5443 | 0.9307 | 0.0659
Kadmat | 2025-11-15 15:00 | 11 | 319 | 15 | 1.84 | 412.8 | 29.62 | 29.1 | 7 | 22.1 | 3.65 | 1000 | 639.9 | 0 | 0.3544 | 0.9314 | 0.0788
Kadmat | 2025-11-15 16:00 | 11 | 319 | 16 | 2.61 | 307.5 | 29.44 | 29.09 | 7 | 22.09 | 3.63 | 1000 | 706.1 | 0.002 | 0.2664 | 0.9308 | 0.0783
Kadmat | 2025-11-15 17:00 | 11 | 319 | 17 | 2.91 | 94 | 29.27 | 29.08 | 7 | 22.08 | 3.79 | 1000 | 814.6 | 0.0074 | 0.0829 | 0.9291 | 0.0818
Kadmat | 2025-11-15 18:00 | 11 | 319 | 18 | 2.21 | 0 | 28.94 | 29.05 | 7 | 22.05 | 3.44 | 1000 | 840.7 | 0 | 0 | 0.9263 | 0.0744
Kadmat | 2025-11-15 19:00 | 11 | 319 | 19 | 2.15 | 0 | 28.53 | 29.02 | 7 | 22.02 | 3.7 | 1000 | 859 | 0 | 0 | 0.9227 | 0.08
Kadmat | 2025-11-15 20:00 | 11 | 319 | 20 | 1.67 | 0 | 27.88 | 28.99 | 7 | 21.99 | 4.57 | 1000 | 813.8 | 0 | 0 | 0.9184 | 0.0986
Kadmat | 2025-11-15 21:00 | 11 | 319 | 21 | 1.47 | 0 | 27.56 | 28.95 | 7 | 21.95 | 5.42 | 1000 | 806.4 | 0 | 0 | 0.9138 | 0.117
Kadmat | 2025-11-15 22:00 | 11 | 319 | 22 | 0.79 | 0 | 26.97 | 28.91 | 7 | 21.91 | 5.54 | 1000 | 720.4 | 0 | 0 | 0.9093 | 0.1197
Kadmat | 2025-11-15 23:00 | 11 | 319 | 23 | 1.17 | 0 | 26.68 | 28.87 | 7 | 21.87 | 5.55 | 1000 | 529.4 | 0 | 0 | 0.905 | 0.12
Kadmat | 2025-11-16 00:00 | 11 | 320 | 0 | 1.22 | 0 | 26.46 | 28.84 | 7 | 21.84 | 5.93 | 1000 | 474.5 | 0 | 0 | 0.9014 | 0.128
Kadmat | 2025-11-16 01:00 | 11 | 320 | 1 | 0.77 | 0 | 26.41 | 28.82 | 7 | 21.82 | 6.76 | 1000 | 478.7 | 0 | 0 | 0.8986 | 0.146
Kadmat | 2025-11-16 02:00 | 11 | 320 | 2 | 0.82 | 0 | 26.36 | 28.8 | 7 | 21.8 | 6.34 | 1000 | 432.2 | 0 | 0 | 0.8968 | 0.137
Kadmat | 2025-11-16 03:00 | 11 | 320 | 3 | 0.77 | 0 | 26.57 | 28.8 | 7 | 21.8 | 6.44 | 1000 | 451.3 | 0 | 0 | 0.8961 | 0.1391
Kadmat | 2025-11-16 04:00 | 11 | 320 | 4 | 0.59 | 0 | 26.64 | 28.8 | 7 | 21.8 | 6.04 | 1000 | 441.7 | 0 | 0 | 0.8967 | 0.1304
Kadmat | 2025-11-16 05:00 | 11 | 320 | 5 | 0.79 | 0 | 26.83 | 28.82 | 7 | 21.82 | 5.34 | 1000 | 501.7 | 0 | 0 | 0.8984 | 0.1154
Kadmat | 2025-11-16 06:00 | 11 | 320 | 6 | 0.96 | 0 | 27.39 | 28.84 | 7 | 21.84 | 5.28 | 1000 | 554.4 | 0 | 0 | 0.9012 | 0.114
Kadmat | 2025-11-16 07:00 | 11 | 320 | 7 | 1.24 | 132.3 | 27.69 | 28.87 | 7 | 21.87 | 4.98 | 1000 | 617 | 0 | 0.1169 | 0.9049 | 0.1075
Kadmat | 2025-11-16 08:00 | 11 | 320 | 8 | 2.03 | 373.8 | 28.15 | 28.91 | 7 | 21.91 | 4.67 | 1000 | 668.2 | 0 | 0.3237 | 0.9091 | 0.1008
Kadmat | 2025-11-16 09:00 | 11 | 320 | 9 | 2.6 | 582.5 | 28.52 | 28.95 | 7 | 21.95 | 4.24 | 1000 | 655.9 | 0.0017 | 0.4955 | 0.9137 | 0.0915
Kadmat | 2025-11-16 10:00 | 11 | 320 | 10 | 1.83 | 574.1 | 28.66 | 28.99 | 7 | 21.99 | 4.26 | 1000 | 685.9 | 0 | 0.4884 | 0.9183 | 0.0919
Kadmat | 2025-11-16 11:00 | 11 | 320 | 11 | 1.64 | 753.4 | 29.13 | 29.02 | 7 | 22.02 | 4.98 | 1000 | 705.9 | 0 | 0.6307 | 0.9226 | 0.1075
Kadmat | 2025-11-16 12:00 | 11 | 320 | 12 | 1.73 | 828.3 | 29.32 | 29.05 | 7 | 22.05 | 5.15 | 1000 | 693.1 | 0 | 0.6888 | 0.9263 | 0.1112
Kadmat | 2025-11-16 13:00 | 11 | 320 | 13 | 2.58 | 861.1 | 29.46 | 29.08 | 7 | 22.08 | 4.85 | 1000 | 694.8 | 0.0015 | 0.7138 | 0.9291 | 0.1049
Kadmat | 2025-11-16 14:00 | 11 | 320 | 14 | 2.21 | 628.1 | 29.36 | 29.09 | 7 | 22.09 | 5.38 | 1000 | 703.9 | 0 | 0.5307 | 0.9309 | 0.1162
Kadmat | 2025-11-16 15:00 | 11 | 320 | 15 | 2.73 | 468.2 | 29.3 | 29.1 | 7 | 22.1 | 5.81 | 1000 | 686.9 | 0.0041 | 0.4008 | 0.9315 | 0.1255
Kadmat | 2025-11-16 16:00 | 11 | 320 | 16 | 2.41 | 302.5 | 29.23 | 29.09 | 7 | 22.09 | 6.01 | 1000 | 687.9 | 0 | 0.2623 | 0.9308 | 0.1297
Kadmat | 2025-11-16 17:00 | 11 | 320 | 17 | 2.37 | 94.9 | 29.2 | 29.08 | 7 | 22.08 | 5.73 | 1000 | 784 | 0 | 0.0836 | 0.929 | 0.1237
Kadmat | 2025-11-16 18:00 | 11 | 320 | 18 | 1.71 | 0 | 29.02 | 29.05 | 7 | 22.05 | 5.81 | 1000 | 863 | 0 | 0 | 0.9261 | 0.1254
Kadmat | 2025-11-16 19:00 | 11 | 320 | 19 | 1.66 | 0 | 28.65 | 29.02 | 7 | 22.02 | 5.98 | 1000 | 884.4 | 0 | 0 | 0.9224 | 0.1291
Kadmat | 2025-11-16 20:00 | 11 | 320 | 20 | 1.68 | 0 | 28.03 | 28.98 | 7 | 21.98 | 6.25 | 1000 | 855.2 | 0 | 0 | 0.918 | 0.1349
Kadmat | 2025-11-16 21:00 | 11 | 320 | 21 | 1.02 | 0 | 27.63 | 28.94 | 7 | 21.94 | 6.46 | 1000 | 793.6 | 0 | 0 | 0.9133 | 0.1395
Kadmat | 2025-11-16 22:00 | 11 | 320 | 22 | 1.19 | 0 | 27.34 | 28.91 | 7 | 21.91 | 6.78 | 1000 | 696 | 0 | 0 | 0.9087 | 0.1465
Kadmat | 2025-11-16 23:00 | 11 | 320 | 23 | 2.28 | 0 | 26.9 | 28.87 | 7 | 21.87 | 6.65 | 1000 | 574.8 | 0 | 0 | 0.9044 | 0.1436
Kadmat | 2025-11-17 00:00 | 11 | 321 | 0 | 2.27 | 0 | 26.66 | 28.84 | 7 | 21.84 | 7.2 | 1000 | 487.7 | 0 | 0 | 0.9006 | 0.1555
Kadmat | 2025-11-17 01:00 | 11 | 321 | 1 | 3.11 | 0 | 26.56 | 28.81 | 7 | 21.81 | 7.07 | 1000 | 442.7 | 0.0129 | 0 | 0.8978 | 0.1527
Kadmat | 2025-11-17 02:00 | 11 | 321 | 2 | 3.08 | 0 | 26.53 | 28.8 | 7 | 21.8 | 7.53 | 1000 | 441.3 | 0.012 | 0 | 0.896 | 0.1627
Kadmat | 2025-11-17 03:00 | 11 | 321 | 3 | 2.24 | 0 | 26.64 | 28.79 | 7 | 21.79 | 7.8 | 1000 | 443.5 | 0 | 0 | 0.8953 | 0.1684
Kadmat | 2025-11-17 04:00 | 11 | 321 | 4 | 2.21 | 0 | 26.66 | 28.8 | 7 | 21.8 | 7.15 | 1000 | 439.5 | 0 | 0 | 0.8959 | 0.1544
Kadmat | 2025-11-17 05:00 | 11 | 321 | 5 | 1.9 | 0 | 26.82 | 28.81 | 7 | 21.81 | 6.37 | 1000 | 494.9 | 0 | 0 | 0.8977 | 0.1375
Kadmat | 2025-11-17 06:00 | 11 | 321 | 6 | 1.48 | 0 | 27.09 | 28.84 | 7 | 21.84 | 6.62 | 1000 | 562.4 | 0 | 0 | 0.9004 | 0.1429
Kadmat | 2025-11-17 07:00 | 11 | 321 | 7 | 2.09 | 130.9 | 27.44 | 28.87 | 7 | 21.87 | 6.75 | 1000 | 619 | 0 | 0.1158 | 0.9041 | 0.1459
Kadmat | 2025-11-17 08:00 | 11 | 321 | 8 | 2.24 | 328.3 | 28.24 | 28.9 | 7 | 21.9 | 7.08 | 1000 | 655.7 | 0 | 0.2852 | 0.9084 | 0.153
Kadmat | 2025-11-17 09:00 | 11 | 321 | 9 | 2.49 | 551.2 | 28.61 | 28.94 | 7 | 21.94 | 7.14 | 1000 | 665 | 0 | 0.4699 | 0.913 | 0.1543
Kadmat | 2025-11-17 10:00 | 11 | 321 | 10 | 3.07 | 689.8 | 28.98 | 28.98 | 7 | 21.98 | 6.25 | 1000 | 670.5 | 0.0115 | 0.5808 | 0.9176 | 0.1351
Kadmat | 2025-11-17 11:00 | 11 | 321 | 11 | 4 | 876.9 | 29.45 | 29.02 | 7 | 22.02 | 5.63 | 1000 | 678.6 | 0.0505 | 0.726 | 0.9218 | 0.1216
Kadmat | 2025-11-17 12:00 | 11 | 321 | 12 | 3.81 | 798.8 | 29.65 | 29.05 | 7 | 22.05 | 5.24 | 1000 | 685.2 | 0.0414 | 0.6651 | 0.9255 | 0.1132
Kadmat | 2025-11-17 13:00 | 11 | 321 | 13 | 4.58 | 856.7 | 29.83 | 29.07 | 7 | 22.07 | 5.48 | 1000 | 704.3 | 0.0865 | 0.7094 | 0.9284 | 0.1184
Kadmat | 2025-11-17 14:00 | 11 | 321 | 14 | 4.74 | 695.5 | 29.88 | 29.08 | 7 | 22.08 | 5.52 | 1000 | 699.8 | 0.0981 | 0.5834 | 0.9301 | 0.1192
Kadmat | 2025-11-17 15:00 | 11 | 321 | 15 | 4.7 | 549.9 | 29.84 | 29.09 | 7 | 22.09 | 5.63 | 1000 | 655.3 | 0.0957 | 0.4667 | 0.9307 | 0.1216
Kadmat | 2025-11-17 16:00 | 11 | 321 | 16 | 3.85 | 320.7 | 29.84 | 29.08 | 7 | 22.08 | 4.86 | 1000 | 702.2 | 0.0436 | 0.2771 | 0.9301 | 0.1051
Kadmat | 2025-11-17 17:00 | 11 | 321 | 17 | 2.98 | 108.4 | 29.77 | 29.07 | 7 | 22.07 | 4.81 | 1000 | 807.7 | 0.0087 | 0.0953 | 0.9282 | 0.1038
Kadmat | 2025-11-17 18:00 | 11 | 321 | 18 | 3.52 | 0 | 29.34 | 29.04 | 7 | 22.04 | 4.48 | 1000 | 831.3 | 0.028 | 0 | 0.9253 | 0.0967
Kadmat | 2025-11-17 19:00 | 11 | 321 | 19 | 3.53 | 0 | 28.79 | 29.01 | 7 | 22.01 | 4.59 | 1000 | 876.6 | 0.0285 | 0 | 0.9216 | 0.0992
Kadmat | 2025-11-17 20:00 | 11 | 321 | 20 | 3.64 | 0 | 28.24 | 28.98 | 7 | 21.98 | 4.76 | 1000 | 884.7 | 0.0335 | 0 | 0.9172 | 0.1028
Kadmat | 2025-11-17 21:00 | 11 | 321 | 21 | 2.76 | 0 | 27.73 | 28.94 | 7 | 21.94 | 5.59 | 1000 | 747.7 | 0.0047 | 0 | 0.9126 | 0.1208
Kadmat | 2025-11-17 22:00 | 11 | 321 | 22 | 3.54 | 0 | 27.36 | 28.9 | 7 | 21.9 | 5.74 | 1000 | 694.9 | 0.0287 | 0 | 0.9079 | 0.1241
Kadmat | 2025-11-17 23:00 | 11 | 321 | 23 | 3.95 | 0 | 26.91 | 28.86 | 7 | 21.86 | 5.08 | 1000 | 564.9 | 0.0481 | 0 | 0.9036 | 0.1098
Kadmat | 2025-11-18 00:00 | 11 | 322 | 0 | 4.1 | 0 | 26.7 | 28.83 | 7 | 21.83 | 5.54 | 1000 | 484 | 0.0566 | 0 | 0.8999 | 0.1198
Kadmat | 2025-11-18 01:00 | 11 | 322 | 1 | 3.68 | 0 | 26.43 | 28.81 | 7 | 21.81 | 5.31 | 1000 | 448.2 | 0.0353 | 0 | 0.897 | 0.1146
Kadmat | 2025-11-18 02:00 | 11 | 322 | 2 | 3.87 | 0 | 26.44 | 28.79 | 7 | 21.79 | 5.75 | 1000 | 443.4 | 0.0445 | 0 | 0.8952 | 0.1242
Kadmat | 2025-11-18 03:00 | 11 | 322 | 3 | 3.89 | 0 | 26.64 | 28.79 | 7 | 21.79 | 6.36 | 1000 | 452 | 0.0455 | 0 | 0.8946 | 0.1374
Kadmat | 2025-11-18 04:00 | 11 | 322 | 4 | 4.11 | 0 | 26.8 | 28.79 | 7 | 21.79 | 5.79 | 1000 | 447.3 | 0.0571 | 0 | 0.8951 | 0.125
Kadmat | 2025-11-18 05:00 | 11 | 322 | 5 | 4.34 | 0 | 26.94 | 28.81 | 7 | 21.81 | 5.82 | 1000 | 502.7 | 0.0715 | 0 | 0.8969 | 0.1256
Kadmat | 2025-11-18 06:00 | 11 | 322 | 6 | 4.82 | 0 | 27.12 | 28.83 | 7 | 21.83 | 5.94 | 1000 | 540.8 | 0.1038 | 0 | 0.8997 | 0.1283
Kadmat | 2025-11-18 07:00 | 11 | 322 | 7 | 4.59 | 118.8 | 27.64 | 28.86 | 7 | 21.86 | 6.64 | 1000 | 598.4 | 0.0873 | 0.1051 | 0.9033 | 0.1434
Kadmat | 2025-11-18 08:00 | 11 | 322 | 8 | 4.5 | 294 | 28.09 | 28.9 | 7 | 21.9 | 6.21 | 1000 | 617.1 | 0.0809 | 0.2562 | 0.9076 | 0.1342
Kadmat | 2025-11-18 09:00 | 11 | 322 | 9 | 3.14 | 509.5 | 28.41 | 28.93 | 7 | 21.93 | 6.08 | 1000 | 657.6 | 0.014 | 0.4361 | 0.9122 | 0.1314
Kadmat | 2025-11-18 10:00 | 11 | 322 | 10 | 3.29 | 597.6 | 28.55 | 28.97 | 7 | 21.97 | 5.29 | 1000 | 652.5 | 0.0193 | 0.5077 | 0.9168 | 0.1143
Kadmat | 2025-11-18 11:00 | 11 | 322 | 11 | 3.86 | 691.9 | 29.04 | 29.01 | 7 | 22.01 | 5.88 | 1000 | 698.3 | 0.0437 | 0.5824 | 0.9211 | 0.127
Kadmat | 2025-11-18 12:00 | 11 | 322 | 12 | 3.55 | 779.3 | 29.65 | 29.04 | 7 | 22.04 | 6.9 | 1000 | 703.7 | 0.0295 | 0.6498 | 0.9247 | 0.149
Kadmat | 2025-11-18 13:00 | 11 | 322 | 13 | 3.2 | 658.3 | 29.89 | 29.06 | 7 | 22.06 | 6.84 | 1000 | 721.4 | 0.0162 | 0.5538 | 0.9276 | 0.1478
Kadmat | 2025-11-18 14:00 | 11 | 322 | 14 | 3.6 | 585.5 | 29.81 | 29.08 | 7 | 22.08 | 7.23 | 1000 | 656.6 | 0.0315 | 0.4956 | 0.9293 | 0.1562
Kadmat | 2025-11-18 15:00 | 11 | 322 | 15 | 3.16 | 594.8 | 29.63 | 29.08 | 7 | 22.08 | 7.89 | 1000 | 708.2 | 0.0146 | 0.5034 | 0.9299 | 0.1704
Kadmat | 2025-11-18 16:00 | 11 | 322 | 16 | 3.55 | 321.6 | 29.7 | 29.08 | 7 | 22.08 | 7.37 | 1000 | 685.1 | 0.0294 | 0.278 | 0.9293 | 0.1591
Kadmat | 2025-11-18 17:00 | 11 | 322 | 17 | 2.97 | 99.2 | 29.47 | 29.06 | 7 | 22.06 | 7.7 | 1000 | 794 | 0.0085 | 0.0874 | 0.9274 | 0.1664
Kadmat | 2025-11-18 18:00 | 11 | 322 | 18 | 3.36 | 0 | 29.03 | 29.04 | 7 | 22.04 | 6.92 | 1000 | 832.2 | 0.022 | 0 | 0.9245 | 0.1494
Kadmat | 2025-11-18 19:00 | 11 | 322 | 19 | 3.6 | 0 | 28.57 | 29.01 | 7 | 22.01 | 6.61 | 1000 | 871.9 | 0.0317 | 0 | 0.9208 | 0.1428
Kadmat | 2025-11-18 20:00 | 11 | 322 | 20 | 2.81 | 0 | 28.16 | 28.97 | 7 | 21.97 | 7.21 | 1000 | 855.8 | 0.0055 | 0 | 0.9164 | 0.1558
Kadmat | 2025-11-18 21:00 | 11 | 322 | 21 | 3.71 | 0 | 27.6 | 28.93 | 7 | 21.93 | 7.26 | 1000 | 794.6 | 0.0367 | 0 | 0.9118 | 0.1568
Kadmat | 2025-11-18 22:00 | 11 | 322 | 22 | 3.65 | 0 | 27.22 | 28.89 | 7 | 21.89 | 7.47 | 1000 | 713.7 | 0.034 | 0 | 0.9071 | 0.1614
Kadmat | 2025-11-18 23:00 | 11 | 322 | 23 | 2.81 | 0 | 26.98 | 28.86 | 7 | 21.86 | 6.66 | 1000 | 573.9 | 0.0055 | 0 | 0.9028 | 0.1438
Kadmat | 2025-11-19 00:00 | 11 | 323 | 0 | 3.95 | 0 | 26.84 | 28.82 | 7 | 21.82 | 6.73 | 1000 | 488.9 | 0.0481 | 0 | 0.8991 | 0.1453
Kadmat | 2025-11-19 01:00 | 11 | 323 | 1 | 3.8 | 0 | 26.57 | 28.8 | 7 | 21.8 | 6.1 | 1000 | 462.7 | 0.0409 | 0 | 0.8962 | 0.1317
Kadmat | 2025-11-19 02:00 | 11 | 323 | 2 | 3.99 | 0 | 26.5 | 28.78 | 7 | 21.78 | 5.81 | 1000 | 424.9 | 0.0499 | 0 | 0.8944 | 0.1254
Kadmat | 2025-11-19 03:00 | 11 | 323 | 3 | 3.1 | 0 | 26.4 | 28.78 | 7 | 21.78 | 5.82 | 1000 | 448.3 | 0.0125 | 0 | 0.8938 | 0.1257
Kadmat | 2025-11-19 04:00 | 11 | 323 | 4 | 3.4 | 0 | 26.65 | 28.78 | 7 | 21.78 | 6.41 | 1000 | 457.2 | 0.0234 | 0 | 0.8944 | 0.1385
Kadmat | 2025-11-19 05:00 | 11 | 323 | 5 | 3.07 | 0 | 26.91 | 28.8 | 7 | 21.8 | 6.18 | 1000 | 466.7 | 0.0114 | 0 | 0.8961 | 0.1336
Kadmat | 2025-11-19 06:00 | 11 | 323 | 6 | 3.92 | 0 | 27.1 | 28.82 | 7 | 21.82 | 6.54 | 1000 | 547.7 | 0.0467 | 0 | 0.8989 | 0.1412
Kadmat | 2025-11-19 07:00 | 11 | 323 | 7 | 4.19 | 129.5 | 27.31 | 28.85 | 7 | 21.85 | 6.37 | 1000 | 608.5 | 0.0623 | 0.1147 | 0.9025 | 0.1377
Kadmat | 2025-11-19 08:00 | 11 | 323 | 8 | 4.53 | 337.3 | 27.62 | 28.89 | 7 | 21.89 | 6.73 | 1000 | 654.5 | 0.0832 | 0.2935 | 0.9068 | 0.1453
Kadmat | 2025-11-19 09:00 | 11 | 323 | 9 | 4.99 | 546.6 | 28.24 | 28.93 | 7 | 21.93 | 6.99 | 1000 | 670.1 | 0.1164 | 0.4668 | 0.9114 | 0.1509
Kadmat | 2025-11-19 10:00 | 11 | 323 | 10 | 3.88 | 711.5 | 28.82 | 28.97 | 7 | 21.97 | 7.03 | 1000 | 682.6 | 0.0446 | 0.5984 | 0.916 | 0.1519
Kadmat | 2025-11-19 11:00 | 11 | 323 | 11 | 3.57 | 917 | 29.24 | 29 | 7 | 22 | 6.75 | 1000 | 708.1 | 0.0303 | 0.7573 | 0.9203 | 0.1458
Kadmat | 2025-11-19 12:00 | 11 | 323 | 12 | 3.67 | 813.8 | 29.49 | 29.03 | 7 | 22.03 | 6.83 | 1000 | 680.2 | 0.0348 | 0.6771 | 0.924 | 0.1475
Kadmat | 2025-11-19 13:00 | 11 | 323 | 13 | 2.9 | 698.7 | 29.6 | 29.06 | 7 | 22.06 | 6.63 | 1000 | 652 | 0.0071 | 0.5865 | 0.9268 | 0.1432
Kadmat | 2025-11-19 14:00 | 11 | 323 | 14 | 2.85 | 640 | 29.55 | 29.07 | 7 | 22.07 | 6.72 | 1000 | 690.5 | 0.0063 | 0.5399 | 0.9285 | 0.1451
Kadmat | 2025-11-19 15:00 | 11 | 323 | 15 | 2.58 | 512.8 | 29.63 | 29.08 | 7 | 22.08 | 6.98 | 1000 | 705.2 | 0.0015 | 0.4368 | 0.9291 | 0.1508
Kadmat | 2025-11-19 16:00 | 11 | 323 | 16 | 3.3 | 316.1 | 29.38 | 29.07 | 7 | 22.07 | 7.92 | 1000 | 721.9 | 0.0199 | 0.2738 | 0.9285 | 0.1712
Kadmat | 2025-11-19 17:00 | 11 | 323 | 17 | 4.17 | 100.4 | 29.34 | 29.06 | 7 | 22.06 | 9.53 | 1000 | 806.2 | 0.0611 | 0.0884 | 0.9266 | 0.2059
Kadmat | 2025-11-19 18:00 | 11 | 323 | 18 | 4.05 | 0 | 29.02 | 29.03 | 7 | 22.03 | 8.98 | 1000 | 845.3 | 0.0533 | 0 | 0.9238 | 0.1939
Kadmat | 2025-11-19 19:00 | 11 | 323 | 19 | 3.62 | 0 | 28.46 | 29 | 7 | 22 | 9.66 | 1000 | 899.5 | 0.0325 | 0 | 0.92 | 0.2087
Kadmat | 2025-11-19 20:00 | 11 | 323 | 20 | 3.28 | 0 | 28.05 | 28.96 | 7 | 21.96 | 10.86 | 1000 | 871.9 | 0.0189 | 0 | 0.9157 | 0.2347
Kadmat | 2025-11-19 21:00 | 11 | 323 | 21 | 2.59 | 0 | 27.46 | 28.92 | 7 | 21.92 | 10.56 | 1000 | 775.5 | 0.0016 | 0 | 0.911 | 0.2281
Kadmat | 2025-11-19 22:00 | 11 | 323 | 22 | 2.21 | 0 | 27.06 | 28.89 | 7 | 21.89 | 11.4 | 1000 | 670.6 | 0 | 0 | 0.9064 | 0.2462
Kadmat | 2025-11-19 23:00 | 11 | 323 | 23 | 2.15 | 0 | 26.88 | 28.85 | 7 | 21.85 | 9.91 | 1000 | 571.9 | 0 | 0 | 0.902 | 0.214
Kadmat | 2025-11-20 00:00 | 11 | 324 | 0 | 1.73 | 0 | 26.4 | 28.82 | 7 | 21.82 | 11.2 | 1000 | 483.4 | 0 | 0 | 0.8983 | 0.2419
Kadmat | 2025-11-20 01:00 | 11 | 324 | 1 | 1.37 | 0 | 26.38 | 28.79 | 7 | 21.79 | 10.81 | 1000 | 438.1 | 0 | 0 | 0.8955 | 0.2334
Kadmat | 2025-11-20 02:00 | 11 | 324 | 2 | 1.62 | 0 | 26.44 | 28.78 | 7 | 21.78 | 9.77 | 1000 | 451.4 | 0 | 0 | 0.8936 | 0.211
Kadmat | 2025-11-20 03:00 | 11 | 324 | 3 | 1.75 | 0 | 26.38 | 28.77 | 7 | 21.77 | 8.92 | 1000 | 449.7 | 0 | 0 | 0.893 | 0.1927
Kadmat | 2025-11-20 04:00 | 11 | 324 | 4 | 1.77 | 0 | 26.67 | 28.78 | 7 | 21.78 | 9.3 | 1000 | 420.7 | 0 | 0 | 0.8936 | 0.2009
Kadmat | 2025-11-20 05:00 | 11 | 324 | 5 | 1.65 | 0 | 26.78 | 28.79 | 7 | 21.79 | 10.9 | 1000 | 483.7 | 0 | 0 | 0.8953 | 0.2355
Kadmat | 2025-11-20 06:00 | 11 | 324 | 6 | 2.34 | 0 | 26.94 | 28.82 | 7 | 21.82 | 10.13 | 1000 | 524 | 0 | 0 | 0.8981 | 0.2187
Kadmat | 2025-11-20 07:00 | 11 | 324 | 7 | 2.37 | 111.8 | 27.41 | 28.85 | 7 | 21.85 | 10.39 | 1000 | 605.9 | 0 | 0.099 | 0.9018 | 0.2245
Kadmat | 2025-11-20 08:00 | 11 | 324 | 8 | 3.11 | 328.6 | 27.95 | 28.88 | 7 | 21.88 | 10.49 | 1000 | 584.7 | 0.0131 | 0.2858 | 0.906 | 0.2266
Kadmat | 2025-11-20 09:00 | 11 | 324 | 9 | 3.36 | 473.1 | 28.44 | 28.92 | 7 | 21.92 | 11.52 | 1000 | 689.2 | 0.0221 | 0.4061 | 0.9106 | 0.2489
Kadmat | 2025-11-20 10:00 | 11 | 324 | 10 | 3.31 | 702 | 28.82 | 28.96 | 7 | 21.96 | 11.42 | 1000 | 687.3 | 0.0201 | 0.5908 | 0.9152 | 0.2467
Kadmat | 2025-11-20 11:00 | 11 | 324 | 11 | 3.61 | 752 | 29.14 | 29 | 7 | 22 | 11.21 | 1000 | 708.4 | 0.0322 | 0.6297 | 0.9195 | 0.2421
Kadmat | 2025-11-20 12:00 | 11 | 324 | 12 | 3.28 | 875.8 | 29.65 | 29.03 | 7 | 22.03 | 12.45 | 1000 | 695.5 | 0.019 | 0.7246 | 0.9232 | 0.2688
Kadmat | 2025-11-20 13:00 | 11 | 324 | 13 | 3.59 | 745.3 | 29.87 | 29.05 | 7 | 22.05 | 11.9 | 1000 | 701.4 | 0.0313 | 0.6226 | 0.926 | 0.2571
Kadmat | 2025-11-20 14:00 | 11 | 324 | 14 | 3.84 | 657.9 | 29.76 | 29.06 | 7 | 22.06 | 12.96 | 1000 | 716.2 | 0.0431 | 0.5537 | 0.9278 | 0.2798
Kadmat | 2025-11-20 15:00 | 11 | 324 | 15 | 3.65 | 457 | 29.85 | 29.07 | 7 | 22.07 | 12.32 | 1000 | 667.7 | 0.0339 | 0.3908 | 0.9283 | 0.2662
Kadmat | 2025-11-20 16:00 | 11 | 324 | 16 | 3.04 | 283.7 | 29.7 | 29.06 | 7 | 22.06 | 13.27 | 1000 | 663.2 | 0.0103 | 0.246 | 0.9277 | 0.2866
Kadmat | 2025-11-20 17:00 | 11 | 324 | 17 | 2.29 | 82.8 | 29.44 | 29.05 | 7 | 22.05 | 11.85 | 1000 | 757 | 0 | 0.073 | 0.9259 | 0.256
Kadmat | 2025-11-20 18:00 | 11 | 324 | 18 | 2.6 | 0 | 28.99 | 29.02 | 7 | 22.02 | 11.17 | 1000 | 815.2 | 0.0018 | 0 | 0.923 | 0.2413
Kadmat | 2025-11-20 19:00 | 11 | 324 | 19 | 2.26 | 0 | 28.44 | 28.99 | 7 | 21.99 | 11.48 | 1000 | 881.6 | 0 | 0 | 0.9192 | 0.248
Kadmat | 2025-11-20 20:00 | 11 | 324 | 20 | 2.09 | 0 | 27.96 | 28.96 | 7 | 21.96 | 11.37 | 1000 | 841.8 | 0 | 0 | 0.9149 | 0.2456
Kadmat | 2025-11-20 21:00 | 11 | 324 | 21 | 1.71 | 0 | 27.4 | 28.92 | 7 | 21.92 | 10.38 | 1000 | 812.9 | 0 | 0 | 0.9102 | 0.2241
Kadmat | 2025-11-20 22:00 | 11 | 324 | 22 | 1.24 | 0 | 26.84 | 28.88 | 7 | 21.88 | 9.68 | 1000 | 702.1 | 0 | 0 | 0.9056 | 0.2091
Kadmat | 2025-11-20 23:00 | 11 | 324 | 23 | 1.25 | 0 | 26.54 | 28.84 | 7 | 21.84 | 10.62 | 1000 | 565.9 | 0 | 0 | 0.9012 | 0.2294
Kadmat | 2025-11-21 00:00 | 11 | 325 | 0 | 1.49 | 0 | 26.29 | 28.81 | 7 | 21.81 | 10.43 | 1000 | 457.9 | 0 | 0 | 0.8975 | 0.2253
Kadmat | 2025-11-21 01:00 | 11 | 325 | 1 | 1.55 | 0 | 26.17 | 28.79 | 7 | 21.79 | 10.75 | 1000 | 469.2 | 0 | 0 | 0.8947 | 0.2323
Kadmat | 2025-11-21 02:00 | 11 | 325 | 2 | 1.92 | 0 | 26.17 | 28.77 | 7 | 21.77 | 9.97 | 1000 | 444.9 | 0 | 0 | 0.8929 | 0.2153
Kadmat | 2025-11-21 03:00 | 11 | 325 | 3 | 1.32 | 0 | 26.13 | 28.77 | 7 | 21.77 | 11.25 | 1000 | 431.3 | 0 | 0 | 0.8922 | 0.243
Kadmat | 2025-11-21 04:00 | 11 | 325 | 4 | 1.02 | 0 | 26.28 | 28.77 | 7 | 21.77 | 10.49 | 1000 | 454.4 | 0 | 0 | 0.8928 | 0.2266
Kadmat | 2025-11-21 05:00 | 11 | 325 | 5 | 1.24 | 0 | 26.56 | 28.79 | 7 | 21.79 | 10.74 | 1000 | 485.8 | 0 | 0 | 0.8945 | 0.232
Kadmat | 2025-11-21 06:00 | 11 | 325 | 6 | 1.26 | 0 | 26.98 | 28.81 | 7 | 21.81 | 10.49 | 1000 | 552.9 | 0 | 0 | 0.8973 | 0.2266
Kadmat | 2025-11-21 07:00 | 11 | 325 | 7 | 1.54 | 127.8 | 27.38 | 28.84 | 7 | 21.84 | 11.27 | 1000 | 614.4 | 0 | 0.1131 | 0.901 | 0.2435
Kadmat | 2025-11-21 08:00 | 11 | 325 | 8 | 1.91 | 317.5 | 27.85 | 28.88 | 7 | 21.88 | 11.51 | 1000 | 648.8 | 0 | 0.2764 | 0.9053 | 0.2486
Kadmat | 2025-11-21 09:00 | 11 | 325 | 9 | 2.1 | 537.9 | 28.19 | 28.91 | 7 | 21.91 | 11.04 | 1000 | 696.4 | 0 | 0.4598 | 0.9098 | 0.2384
Kadmat | 2025-11-21 10:00 | 11 | 325 | 10 | 2.04 | 760.8 | 28.52 | 28.95 | 7 | 21.95 | 10.44 | 1000 | 709.5 | 0 | 0.638 | 0.9144 | 0.2255
Kadmat | 2025-11-21 11:00 | 11 | 325 | 11 | 1.57 | 732.8 | 28.91 | 28.99 | 7 | 21.99 | 11.17 | 1000 | 679.8 | 0 | 0.615 | 0.9187 | 0.2414
Kadmat | 2025-11-21 12:00 | 11 | 325 | 12 | 2.09 | 697.7 | 29.08 | 29.02 | 7 | 22.02 | 11.59 | 1000 | 662.6 | 0 | 0.5869 | 0.9224 | 0.2504
Kadmat | 2025-11-21 13:00 | 11 | 325 | 13 | 2.47 | 729.9 | 29.27 | 29.04 | 7 | 22.04 | 10.31 | 1000 | 706.6 | 0 | 0.612 | 0.9252 | 0.2228
Kadmat | 2025-11-21 14:00 | 11 | 325 | 14 | 2.96 | 621.3 | 29.17 | 29.06 | 7 | 22.06 | 11.28 | 1000 | 698.6 | 0.0083 | 0.5257 | 0.927 | 0.2435
Kadmat | 2025-11-21 15:00 | 11 | 325 | 15 | 3.23 | 552.2 | 29.01 | 29.06 | 7 | 22.06 | 10.31 | 1000 | 681.5 | 0.0173 | 0.47 | 0.9276 | 0.2228
Kadmat | 2025-11-21 16:00 | 11 | 325 | 16 | 2.72 | 298.7 | 28.84 | 29.06 | 7 | 22.06 | 9.51 | 1000 | 705 | 0.004 | 0.2595 | 0.9269 | 0.2053
Kadmat | 2025-11-21 17:00 | 11 | 325 | 17 | 2.86 | 103.9 | 28.79 | 29.04 | 7 | 22.04 | 9.27 | 1000 | 782 | 0.0064 | 0.0916 | 0.9251 | 0.2003
Kadmat | 2025-11-21 18:00 | 11 | 325 | 18 | 2.67 | 0 | 28.67 | 29.02 | 7 | 22.02 | 8.18 | 1000 | 834.4 | 0.003 | 0 | 0.9222 | 0.1768
Kadmat | 2025-11-21 19:00 | 11 | 325 | 19 | 2.21 | 0 | 28.11 | 28.99 | 7 | 21.99 | 7.14 | 1000 | 882.1 | 0 | 0 | 0.9184 | 0.1542
Kadmat | 2025-11-21 20:00 | 11 | 325 | 20 | 2.07 | 0 | 27.62 | 28.95 | 7 | 21.95 | 6.72 | 1000 | 884.7 | 0 | 0 | 0.9141 | 0.145
Kadmat | 2025-11-21 21:00 | 11 | 325 | 21 | 2.54 | 0 | 27.24 | 28.91 | 7 | 21.91 | 6.19 | 1000 | 795.7 | 0.0007 | 0 | 0.9094 | 0.1337
Kadmat | 2025-11-21 22:00 | 11 | 325 | 22 | 2.17 | 0 | 26.83 | 28.87 | 7 | 21.87 | 6.18 | 1000 | 682.4 | 0 | 0 | 0.9048 | 0.1334
Kadmat | 2025-11-21 23:00 | 11 | 325 | 23 | 2.35 | 0 | 26.51 | 28.84 | 7 | 21.84 | 6.05 | 1000 | 567.6 | 0 | 0 | 0.9005 | 0.1307
Kadmat | 2025-11-22 00:00 | 11 | 326 | 0 | 2.64 | 0 | 26.43 | 28.8 | 7 | 21.8 | 6.02 | 1000 | 523.5 | 0.0025 | 0 | 0.8968 | 0.13
Kadmat | 2025-11-22 01:00 | 11 | 326 | 1 | 1.92 | 0 | 26.13 | 28.78 | 7 | 21.78 | 5.8 | 1000 | 474.4 | 0 | 0 | 0.8939 | 0.1252
Kadmat | 2025-11-22 02:00 | 11 | 326 | 2 | 1.98 | 0 | 26.42 | 28.77 | 7 | 21.77 | 5.36 | 1000 | 433.1 | 0 | 0 | 0.8921 | 0.1158
Kadmat | 2025-11-22 03:00 | 11 | 326 | 3 | 1.96 | 0 | 26.56 | 28.76 | 7 | 21.76 | 5.9 | 1000 | 428.2 | 0 | 0 | 0.8915 | 0.1275
Kadmat | 2025-11-22 04:00 | 11 | 326 | 4 | 0.88 | 0 | 26.76 | 28.76 | 7 | 21.76 | 6.99 | 1000 | 431.1 | 0 | 0 | 0.892 | 0.151
Kadmat | 2025-11-22 05:00 | 11 | 326 | 5 | 1.54 | 0 | 27.04 | 28.78 | 7 | 21.78 | 7.21 | 1000 | 481.3 | 0 | 0 | 0.8938 | 0.1558
Kadmat | 2025-11-22 06:00 | 11 | 326 | 6 | 1.61 | 0 | 27.33 | 28.8 | 7 | 21.8 | 6.85 | 1000 | 532.1 | 0 | 0 | 0.8966 | 0.148
Kadmat | 2025-11-22 07:00 | 11 | 326 | 7 | 1.11 | 114.4 | 27.73 | 28.83 | 7 | 21.83 | 6.92 | 1000 | 572.1 | 0 | 0.1012 | 0.9002 | 0.1495
Kadmat | 2025-11-22 08:00 | 11 | 326 | 8 | 1.06 | 392.8 | 28.3 | 28.87 | 7 | 21.87 | 7.22 | 1000 | 658 | 0 | 0.3395 | 0.9045 | 0.1559
Kadmat | 2025-11-22 09:00 | 11 | 326 | 9 | 1.18 | 596.9 | 28.59 | 28.91 | 7 | 21.91 | 6.79 | 1000 | 668.6 | 0 | 0.5071 | 0.9091 | 0.1466
Kadmat | 2025-11-22 10:00 | 11 | 326 | 10 | 0.91 | 723.6 | 28.92 | 28.95 | 7 | 21.95 | 6.46 | 1000 | 683 | 0 | 0.6078 | 0.9136 | 0.1395
Kadmat | 2025-11-22 11:00 | 11 | 326 | 11 | 0.95 | 894.9 | 29.25 | 28.98 | 7 | 21.98 | 6.82 | 1000 | 704.9 | 0 | 0.7404 | 0.9179 | 0.1474
Kadmat | 2025-11-22 12:00 | 11 | 326 | 12 | 1.24 | 794.3 | 29.59 | 29.01 | 7 | 22.01 | 6.61 | 1000 | 690.9 | 0 | 0.6617 | 0.9216 | 0.1428
Kadmat | 2025-11-22 13:00 | 11 | 326 | 13 | 1.1 | 866.7 | 29.87 | 29.04 | 7 | 22.04 | 6.51 | 1000 | 661 | 0 | 0.717 | 0.9244 | 0.1407
Kadmat | 2025-11-22 14:00 | 11 | 326 | 14 | 1.2 | 642.5 | 29.75 | 29.05 | 7 | 22.05 | 6.22 | 1000 | 663.6 | 0 | 0.5415 | 0.9262 | 0.1344
Kadmat | 2025-11-22 15:00 | 11 | 326 | 15 | 2.01 | 581.6 | 29.75 | 29.06 | 7 | 22.06 | 6.76 | 1000 | 672.6 | 0 | 0.4925 | 0.9268 | 0.1459
Kadmat | 2025-11-22 16:00 | 11 | 326 | 16 | 2.44 | 349.6 | 29.64 | 29.05 | 7 | 22.05 | 6.37 | 1000 | 683.9 | 0 | 0.3017 | 0.9261 | 0.1375
Kadmat | 2025-11-22 17:00 | 11 | 326 | 17 | 1.83 | 119.7 | 29.43 | 29.04 | 7 | 22.04 | 5.18 | 1000 | 783.8 | 0 | 0.1052 | 0.9243 | 0.1118
Kadmat | 2025-11-22 18:00 | 11 | 326 | 18 | 1.59 | 0 | 29.12 | 29.01 | 7 | 22.01 | 5.21 | 1000 | 873.9 | 0 | 0 | 0.9214 | 0.1125
Kadmat | 2025-11-22 19:00 | 11 | 326 | 19 | 1.12 | 0 | 28.71 | 28.98 | 7 | 21.98 | 5.37 | 1000 | 849.9 | 0 | 0 | 0.9177 | 0.116
Kadmat | 2025-11-22 20:00 | 11 | 326 | 20 | 2.05 | 0 | 28.41 | 28.94 | 7 | 21.94 | 5.27 | 1000 | 856.7 | 0 | 0 | 0.9133 | 0.1138
Kadmat | 2025-11-22 21:00 | 11 | 326 | 21 | 2.09 | 0 | 27.89 | 28.9 | 7 | 21.9 | 4.52 | 1000 | 787.5 | 0 | 0 | 0.9087 | 0.0977
Kadmat | 2025-11-22 22:00 | 11 | 326 | 22 | 1.91 | 0 | 27.42 | 28.87 | 7 | 21.87 | 4.92 | 1000 | 664.7 | 0 | 0 | 0.904 | 0.1063
Kadmat | 2025-11-22 23:00 | 11 | 326 | 23 | 1.32 | 0 | 27.09 | 28.83 | 7 | 21.83 | 5.1 | 1000 | 560.5 | 0 | 0 | 0.8997 | 0.1103
Kadmat | 2025-11-23 00:00 | 11 | 327 | 0 | 1.01 | 0 | 26.92 | 28.8 | 7 | 21.8 | 4.86 | 1000 | 515.9 | 0 | 0 | 0.896 | 0.105
Kadmat | 2025-11-23 01:00 | 11 | 327 | 1 | 0.87 | 0 | 26.77 | 28.77 | 7 | 21.77 | 4.43 | 1000 | 452.4 | 0 | 0 | 0.8931 | 0.0957
Kadmat | 2025-11-23 02:00 | 11 | 327 | 2 | 1.27 | 0 | 26.54 | 28.76 | 7 | 21.76 | 4.1 | 1000 | 403 | 0 | 0 | 0.8913 | 0.0885
Kadmat | 2025-11-23 03:00 | 11 | 327 | 3 | 1.18 | 0 | 26.51 | 28.75 | 7 | 21.75 | 4.32 | 1000 | 431 | 0 | 0 | 0.8907 | 0.0934
Kadmat | 2025-11-23 04:00 | 11 | 327 | 4 | 1.17 | 0 | 26.82 | 28.76 | 7 | 21.76 | 4.6 | 1000 | 440.4 | 0 | 0 | 0.8913 | 0.0993
Kadmat | 2025-11-23 05:00 | 11 | 327 | 5 | 0.8 | 0 | 27.01 | 28.77 | 7 | 21.77 | 4.86 | 1000 | 484.2 | 0 | 0 | 0.893 | 0.1051
Kadmat | 2025-11-23 06:00 | 11 | 327 | 6 | 0.79 | 0 | 27.41 | 28.8 | 7 | 21.8 | 5.08 | 1000 | 555.2 | 0 | 0 | 0.8958 | 0.1098
Kadmat | 2025-11-23 07:00 | 11 | 327 | 7 | 1.28 | 119.2 | 27.78 | 28.83 | 7 | 21.83 | 5.6 | 1000 | 624.7 | 0 | 0.1054 | 0.8994 | 0.1209
Kadmat | 2025-11-23 08:00 | 11 | 327 | 8 | 1.68 | 244.8 | 28.08 | 28.86 | 7 | 21.86 | 5.38 | 1000 | 639.5 | 0 | 0.2142 | 0.9037 | 0.1162
Kadmat | 2025-11-23 09:00 | 11 | 327 | 9 | 1.05 | 501.9 | 28.53 | 28.9 | 7 | 21.9 | 4.98 | 1000 | 654.7 | 0 | 0.4297 | 0.9083 | 0.1076
Kadmat | 2025-11-23 10:00 | 11 | 327 | 10 | 1.07 | 503.4 | 28.78 | 28.94 | 7 | 21.94 | 4.93 | 1000 | 687.2 | 0 | 0.4305 | 0.9129 | 0.1065
Kadmat | 2025-11-23 11:00 | 11 | 327 | 11 | 0.85 | 784.8 | 29.2 | 28.98 | 7 | 21.98 | 4.46 | 1000 | 712.1 | 0 | 0.6552 | 0.9171 | 0.0964
Kadmat | 2025-11-23 12:00 | 11 | 327 | 12 | 0.39 | 709.8 | 29.32 | 29.01 | 7 | 22.01 | 4.83 | 1000 | 724 | 0 | 0.596 | 0.9208 | 0.1043
Kadmat | 2025-11-23 13:00 | 11 | 327 | 13 | 0.34 | 568.8 | 29.56 | 29.03 | 7 | 22.03 | 5.44 | 1000 | 731.3 | 0 | 0.4825 | 0.9236 | 0.1175
Kadmat | 2025-11-23 14:00 | 11 | 327 | 14 | 0.17 | 623.1 | 29.56 | 29.05 | 7 | 22.05 | 4.99 | 1000 | 714 | 0 | 0.5263 | 0.9254 | 0.1077
Kadmat | 2025-11-23 15:00 | 11 | 327 | 15 | 0.13 | 432.7 | 29.48 | 29.05 | 7 | 22.05 | 4.5 | 1000 | 661.7 | 0 | 0.3712 | 0.926 | 0.0971
Kadmat | 2025-11-23 16:00 | 11 | 327 | 16 | 0.18 | 303.4 | 29.44 | 29.04 | 7 | 22.04 | 4.21 | 1000 | 720.6 | 0 | 0.263 | 0.9253 | 0.091
Kadmat | 2025-11-23 17:00 | 11 | 327 | 17 | 0.19 | 93.3 | 29.08 | 29.03 | 7 | 22.03 | 3.98 | 1000 | 785.1 | 0 | 0.0822 | 0.9235 | 0.0859
Kadmat | 2025-11-23 18:00 | 11 | 327 | 18 | 0.13 | 0 | 28.94 | 29.01 | 7 | 22.01 | 4.32 | 1000 | 853 | 0 | 0 | 0.9206 | 0.0934
Kadmat | 2025-11-23 19:00 | 11 | 327 | 19 | 0.11 | 0 | 28.48 | 28.97 | 7 | 21.97 | 4.22 | 1000 | 870.9 | 0 | 0 | 0.9169 | 0.0912
Kadmat | 2025-11-23 20:00 | 11 | 327 | 20 | 0.15 | 0 | 28.11 | 28.94 | 7 | 21.94 | 4.1 | 1000 | 873.1 | 0 | 0 | 0.9125 | 0.0886
Kadmat | 2025-11-23 21:00 | 11 | 327 | 21 | 0.11 | 0 | 27.85 | 28.9 | 7 | 21.9 | 4.32 | 1000 | 792.2 | 0 | 0 | 0.9079 | 0.0933
Kadmat | 2025-11-23 22:00 | 11 | 327 | 22 | 0.1 | 0 | 27.66 | 28.86 | 7 | 21.86 | 4.5 | 1000 | 723.5 | 0 | 0 | 0.9032 | 0.0971
Kadmat | 2025-11-23 23:00 | 11 | 327 | 23 | 0.18 | 0 | 27.26 | 28.82 | 7 | 21.82 | 4.69 | 1000 | 582.7 | 0 | 0 | 0.8989 | 0.1013
Kadmat | 2025-11-24 00:00 | 11 | 328 | 0 | 0.17 | 0 | 27.37 | 28.79 | 7 | 21.79 | 4.95 | 1000 | 466.7 | 0 | 0 | 0.8952 | 0.1068
Kadmat | 2025-11-24 01:00 | 11 | 328 | 1 | 0.15 | 0 | 27.11 | 28.77 | 7 | 21.77 | 5.07 | 1000 | 445.6 | 0 | 0 | 0.8924 | 0.1096
Kadmat | 2025-11-24 02:00 | 11 | 328 | 2 | 0.14 | 0 | 27.01 | 28.75 | 7 | 21.75 | 4.7 | 1000 | 453.8 | 0 | 0 | 0.8905 | 0.1014
Kadmat | 2025-11-24 03:00 | 11 | 328 | 3 | 0.1 | 0 | 27.06 | 28.75 | 7 | 21.75 | 4.26 | 1000 | 433.8 | 0 | 0 | 0.8899 | 0.092
Kadmat | 2025-11-24 04:00 | 11 | 328 | 4 | 0.08 | 0 | 27.02 | 28.75 | 7 | 21.75 | 5.1 | 1000 | 429.1 | 0 | 0 | 0.8905 | 0.1101
Kadmat | 2025-11-24 05:00 | 11 | 328 | 5 | 0.17 | 0 | 27.14 | 28.77 | 7 | 21.77 | 4.71 | 1000 | 477.3 | 0 | 0 | 0.8922 | 0.1018
Kadmat | 2025-11-24 06:00 | 11 | 328 | 6 | 0.16 | 0 | 27.35 | 28.79 | 7 | 21.79 | 4.5 | 1000 | 533.4 | 0 | 0 | 0.895 | 0.0972
Kadmat | 2025-11-24 07:00 | 11 | 328 | 7 | 0.17 | 120.1 | 27.78 | 28.82 | 7 | 21.82 | 5.43 | 1000 | 618 | 0 | 0.1062 | 0.8987 | 0.1172
Kadmat | 2025-11-24 08:00 | 11 | 328 | 8 | 0.1 | 374.5 | 28.13 | 28.86 | 7 | 21.86 | 4.96 | 1000 | 617.9 | 0 | 0.3243 | 0.9029 | 0.1072
Kadmat | 2025-11-24 09:00 | 11 | 328 | 9 | 0.13 | 563.6 | 28.49 | 28.9 | 7 | 21.9 | 5.54 | 1000 | 680.3 | 0 | 0.4803 | 0.9075 | 0.1196
Kadmat | 2025-11-24 10:00 | 11 | 328 | 10 | 0.15 | 782.5 | 29.04 | 28.93 | 7 | 21.93 | 5.88 | 1000 | 705.1 | 0 | 0.6538 | 0.9121 | 0.127
Kadmat | 2025-11-24 11:00 | 11 | 328 | 11 | 0.14 | 810.6 | 29.3 | 28.97 | 7 | 21.97 | 6.52 | 1000 | 671.1 | 0 | 0.6751 | 0.9164 | 0.1409
Kadmat | 2025-11-24 12:00 | 11 | 328 | 12 | 0.1 | 851.7 | 29.41 | 29 | 7 | 22 | 6.37 | 1000 | 680.8 | 0 | 0.7067 | 0.92 | 0.1375
Kadmat | 2025-11-24 13:00 | 11 | 328 | 13 | 0.13 | 794.3 | 29.53 | 29.02 | 7 | 22.02 | 5.91 | 1000 | 704.7 | 0 | 0.6619 | 0.9229 | 0.1277
Kadmat | 2025-11-24 14:00 | 11 | 328 | 14 | 0.14 | 650.1 | 29.47 | 29.04 | 7 | 22.04 | 6.53 | 1000 | 656.4 | 0 | 0.5481 | 0.9246 | 0.1411
Kadmat | 2025-11-24 15:00 | 11 | 328 | 15 | 0.11 | 542.1 | 29.51 | 29.04 | 7 | 22.04 | 7.05 | 1000 | 668.5 | 0 | 0.461 | 0.9252 | 0.1522
Kadmat | 2025-11-24 16:00 | 11 | 328 | 16 | 0.07 | 345.6 | 29.21 | 29.04 | 7 | 22.04 | 6.34 | 1000 | 688.3 | 0 | 0.2988 | 0.9246 | 0.137
Kadmat | 2025-11-24 17:00 | 11 | 328 | 17 | 0.13 | 96.2 | 29.04 | 29.02 | 7 | 22.02 | 6.93 | 1000 | 786.6 | 0 | 0.0848 | 0.9227 | 0.1497
Kadmat | 2025-11-24 18:00 | 11 | 328 | 18 | 0.29 | 0 | 28.81 | 29 | 7 | 22 | 7.15 | 1000 | 866.1 | 0 | 0 | 0.9198 | 0.1544
Kadmat | 2025-11-24 19:00 | 11 | 328 | 19 | 0.16 | 0 | 28.49 | 28.97 | 7 | 21.97 | 7.16 | 1000 | 892.4 | 0 | 0 | 0.9161 | 0.1547
Kadmat | 2025-11-24 20:00 | 11 | 328 | 20 | 0.1 | 0 | 27.98 | 28.93 | 7 | 21.93 | 7.15 | 1000 | 854.1 | 0 | 0 | 0.9118 | 0.1545
Kadmat | 2025-11-24 21:00 | 11 | 328 | 21 | 0.28 | 0 | 27.61 | 28.89 | 7 | 21.89 | 7.17 | 1000 | 772.7 | 0 | 0 | 0.9071 | 0.155
Kadmat | 2025-11-24 22:00 | 11 | 328 | 22 | 0.24 | 0 | 27.42 | 28.85 | 7 | 21.85 | 7.03 | 1000 | 687.8 | 0 | 0 | 0.9025 | 0.1519
Kadmat | 2025-11-24 23:00 | 11 | 328 | 23 | 0.25 | 0 | 26.89 | 28.82 | 7 | 21.82 | 5.99 | 1000 | 578.8 | 0 | 0 | 0.8981 | 0.1293
Kadmat | 2025-11-25 00:00 | 11 | 329 | 0 | 0.29 | 0 | 27 | 28.78 | 7 | 21.78 | 6.05 | 1000 | 500 | 0 | 0 | 0.8944 | 0.1306
Kadmat | 2025-11-25 01:00 | 11 | 329 | 1 | 0.45 | 0 | 26.76 | 28.76 | 7 | 21.76 | 5.03 | 1000 | 452.6 | 0 | 0 | 0.8916 | 0.1087
Kadmat | 2025-11-25 02:00 | 11 | 329 | 2 | 0.52 | 0 | 26.76 | 28.75 | 7 | 21.75 | 5.48 | 1000 | 432.9 | 0 | 0 | 0.8898 | 0.1184
Kadmat | 2025-11-25 03:00 | 11 | 329 | 3 | 0.5 | 0 | 26.79 | 28.74 | 7 | 21.74 | 5.38 | 1000 | 428.4 | 0 | 0 | 0.8891 | 0.1161
Kadmat | 2025-11-25 04:00 | 11 | 329 | 4 | 0.74 | 0 | 27.09 | 28.75 | 7 | 21.75 | 5.8 | 1000 | 444.9 | 0 | 0 | 0.8897 | 0.1254
Kadmat | 2025-11-25 05:00 | 11 | 329 | 5 | 0.95 | 0 | 27.18 | 28.76 | 7 | 21.76 | 5.56 | 1000 | 499.3 | 0 | 0 | 0.8914 | 0.12
Kadmat | 2025-11-25 06:00 | 11 | 329 | 6 | 1.32 | 0 | 27.57 | 28.78 | 7 | 21.78 | 5.44 | 1000 | 552.5 | 0 | 0 | 0.8942 | 0.1175
Kadmat | 2025-11-25 07:00 | 11 | 329 | 7 | 0.91 | 135.3 | 27.54 | 28.81 | 7 | 21.81 | 4.98 | 1000 | 618.2 | 0 | 0.1196 | 0.8979 | 0.1075
Kadmat | 2025-11-25 08:00 | 11 | 329 | 8 | 1.06 | 346.3 | 28 | 28.85 | 7 | 21.85 | 4.45 | 1000 | 609.7 | 0 | 0.3007 | 0.9021 | 0.0961
Kadmat | 2025-11-25 09:00 | 11 | 329 | 9 | 0.7 | 503.9 | 28.49 | 28.89 | 7 | 21.89 | 4.12 | 1000 | 684.9 | 0 | 0.4314 | 0.9067 | 0.0889
Kadmat | 2025-11-25 10:00 | 11 | 329 | 10 | 0.62 | 700.4 | 28.69 | 28.93 | 7 | 21.93 | 4.42 | 1000 | 645.4 | 0 | 0.5899 | 0.9113 | 0.0955
Kadmat | 2025-11-25 11:00 | 11 | 329 | 11 | 0.51 | 811.9 | 29.04 | 28.96 | 7 | 21.96 | 4.59 | 1000 | 684.8 | 0 | 0.6768 | 0.9156 | 0.099
Kadmat | 2025-11-25 12:00 | 11 | 329 | 12 | 0.56 | 751.6 | 29.47 | 28.99 | 7 | 21.99 | 4.84 | 1000 | 687.8 | 0 | 0.6286 | 0.9193 | 0.1045
Kadmat | 2025-11-25 13:00 | 11 | 329 | 13 | 0.57 | 727.2 | 29.55 | 29.02 | 7 | 22.02 | 4.32 | 1000 | 659.9 | 0 | 0.6092 | 0.9221 | 0.0933
Kadmat | 2025-11-25 14:00 | 11 | 329 | 14 | 0.73 | 590.5 | 29.7 | 29.03 | 7 | 22.03 | 3.62 | 1000 | 669.9 | 0 | 0.4998 | 0.9238 | 0.0781
Kadmat | 2025-11-25 15:00 | 11 | 329 | 15 | 0.51 | 522.6 | 29.33 | 29.04 | 7 | 22.04 | 3.37 | 1000 | 682.6 | 0 | 0.4453 | 0.9244 | 0.0727
Kadmat | 2025-11-25 16:00 | 11 | 329 | 16 | 0.36 | 290.2 | 29.25 | 29.03 | 7 | 22.03 | 3.57 | 1000 | 697.6 | 0 | 0.252 | 0.9238 | 0.0772
Kadmat | 2025-11-25 17:00 | 11 | 329 | 17 | 0.33 | 103 | 29.13 | 29.02 | 7 | 22.02 | 3.59 | 1000 | 751.1 | 0 | 0.0907 | 0.9219 | 0.0776
Kadmat | 2025-11-25 18:00 | 11 | 329 | 18 | 0.28 | 0 | 28.87 | 28.99 | 7 | 21.99 | 3.35 | 1000 | 842.4 | 0 | 0 | 0.9191 | 0.0724
Kadmat | 2025-11-25 19:00 | 11 | 329 | 19 | 0.3 | 0 | 28.4 | 28.96 | 7 | 21.96 | 3.51 | 1000 | 866.3 | 0 | 0 | 0.9153 | 0.0757
Kadmat | 2025-11-25 20:00 | 11 | 329 | 20 | 0.39 | 0 | 28.11 | 28.92 | 7 | 21.92 | 3.3 | 1000 | 853.9 | 0 | 0 | 0.911 | 0.0713
Kadmat | 2025-11-25 21:00 | 11 | 329 | 21 | 0.33 | 0 | 27.74 | 28.89 | 7 | 21.89 | 3.36 | 1000 | 831.8 | 0 | 0 | 0.9063 | 0.0727
Kadmat | 2025-11-25 22:00 | 11 | 329 | 22 | 0.25 | 0 | 27.64 | 28.85 | 7 | 21.85 | 3.11 | 1000 | 687.8 | 0 | 0 | 0.9017 | 0.0671
Kadmat | 2025-11-25 23:00 | 11 | 329 | 23 | 0.14 | 0 | 27.48 | 28.81 | 7 | 21.81 | 3.18 | 1000 | 576.1 | 0 | 0 | 0.8974 | 0.0686
Kadmat | 2025-11-26 00:00 | 11 | 330 | 0 | 0.18 | 0 | 27.36 | 28.78 | 7 | 21.78 | 3.12 | 1000 | 479.2 | 0 | 0 | 0.8937 | 0.0675
Kadmat | 2025-11-26 01:00 | 11 | 330 | 1 | 0.13 | 0 | 27.25 | 28.75 | 7 | 21.75 | 2.8 | 1000 | 467.7 | 0 | 0 | 0.8908 | 0.0605
Kadmat | 2025-11-26 02:00 | 11 | 330 | 2 | 0.08 | 0 | 26.97 | 28.74 | 7 | 21.74 | 2.88 | 1000 | 442.5 | 0 | 0 | 0.889 | 0.0621
Kadmat | 2025-11-26 03:00 | 11 | 330 | 3 | 0.12 | 0 | 26.8 | 28.73 | 7 | 21.73 | 2.86 | 1000 | 439.4 | 0 | 0 | 0.8884 | 0.0617
Kadmat | 2025-11-26 04:00 | 11 | 330 | 4 | 0.18 | 0 | 26.92 | 28.74 | 7 | 21.74 | 2.77 | 1000 | 427.4 | 0 | 0 | 0.8889 | 0.0599
Kadmat | 2025-11-26 05:00 | 11 | 330 | 5 | 0.26 | 0 | 27.2 | 28.75 | 7 | 21.75 | 3 | 1000 | 483.2 | 0 | 0 | 0.8907 | 0.0647
Kadmat | 2025-11-26 06:00 | 11 | 330 | 6 | 0.34 | 0 | 27.63 | 28.78 | 7 | 21.78 | 3.01 | 1000 | 524.3 | 0 | 0 | 0.8935 | 0.065
Kadmat | 2025-11-26 07:00 | 11 | 330 | 7 | 0.36 | 115.6 | 28.27 | 28.81 | 7 | 21.81 | 3.38 | 1000 | 570.8 | 0 | 0.1021 | 0.8971 | 0.073
Kadmat | 2025-11-26 08:00 | 11 | 330 | 8 | 0.38 | 300.3 | 28.75 | 28.84 | 7 | 21.84 | 3.31 | 1000 | 647.9 | 0 | 0.2609 | 0.9014 | 0.0716
Kadmat | 2025-11-26 09:00 | 11 | 330 | 9 | 0.28 | 445.7 | 29.07 | 28.88 | 7 | 21.88 | 3.59 | 1000 | 688.5 | 0 | 0.3825 | 0.9059 | 0.0775
Kadmat | 2025-11-26 10:00 | 11 | 330 | 10 | 0.45 | 632.8 | 29.47 | 28.92 | 7 | 21.92 | 3.49 | 1000 | 690.6 | 0 | 0.5343 | 0.9105 | 0.0755
Kadmat | 2025-11-26 11:00 | 11 | 330 | 11 | 0.69 | 724.3 | 29.72 | 28.96 | 7 | 21.96 | 3.61 | 1000 | 719.2 | 0 | 0.6065 | 0.9148 | 0.078
Kadmat | 2025-11-26 12:00 | 11 | 330 | 12 | 0.82 | 762.2 | 29.92 | 28.99 | 7 | 21.99 | 3.42 | 1000 | 716.7 | 0 | 0.6358 | 0.9185 | 0.0738
Kadmat | 2025-11-26 13:00 | 11 | 330 | 13 | 1.1 | 693.6 | 29.87 | 29.01 | 7 | 22.01 | 3.45 | 1000 | 710.9 | 0 | 0.5819 | 0.9213 | 0.0746
Kadmat | 2025-11-26 14:00 | 11 | 330 | 14 | 2.17 | 605.3 | 29.89 | 29.03 | 7 | 22.03 | 3.53 | 1000 | 679.8 | 0 | 0.5114 | 0.923 | 0.0763
Kadmat | 2025-11-26 15:00 | 11 | 330 | 15 | 2.02 | 452.1 | 29.56 | 29.03 | 7 | 22.03 | 3.65 | 1000 | 687.8 | 0 | 0.3871 | 0.9236 | 0.0789
Kadmat | 2025-11-26 16:00 | 11 | 330 | 16 | 1.62 | 276 | 29.38 | 29.02 | 7 | 22.02 | 3.58 | 1000 | 690.5 | 0 | 0.2398 | 0.923 | 0.0774
Kadmat | 2025-11-26 17:00 | 11 | 330 | 17 | 1.22 | 90.1 | 29.03 | 29.01 | 7 | 22.01 | 3.83 | 1000 | 831.5 | 0 | 0.0795 | 0.9212 | 0.0827
Kadmat | 2025-11-26 18:00 | 11 | 330 | 18 | 1.57 | 0 | 28.68 | 28.99 | 7 | 21.99 | 3.36 | 1000 | 843.2 | 0 | 0 | 0.9183 | 0.0726
Kadmat | 2025-11-26 19:00 | 11 | 330 | 19 | 2.04 | 0 | 28.32 | 28.95 | 7 | 21.95 | 2.59 | 1000 | 874.3 | 0 | 0 | 0.9145 | 0.056
Kadmat | 2025-11-26 20:00 | 11 | 330 | 20 | 2.3 | 0 | 27.96 | 28.92 | 7 | 21.92 | 2.17 | 1000 | 871.1 | 0 | 0 | 0.9102 | 0.0468
Kadmat | 2025-11-26 21:00 | 11 | 330 | 21 | 2.53 | 0 | 27.7 | 28.88 | 7 | 21.88 | 2.06 | 1000 | 815.9 | 0.0006 | 0 | 0.9055 | 0.0445
Kadmat | 2025-11-26 22:00 | 11 | 330 | 22 | 2.41 | 0 | 27.46 | 28.84 | 7 | 21.84 | 2.02 | 1000 | 735.1 | 0 | 0 | 0.9009 | 0.0436
Kadmat | 2025-11-26 23:00 | 11 | 330 | 23 | 2.91 | 0 | 27.07 | 28.8 | 7 | 21.8 | 2.03 | 1000 | 583.4 | 0.0074 | 0 | 0.8966 | 0.0439
Kadmat | 2025-11-27 00:00 | 11 | 331 | 0 | 3.1 | 0 | 26.7 | 28.77 | 7 | 21.77 | 2 | 1000 | 478.7 | 0.0125 | 0 | 0.8929 | 0.0431
Kadmat | 2025-11-27 01:00 | 11 | 331 | 1 | 3.32 | 0 | 26.66 | 28.75 | 7 | 21.75 | 2.1 | 1000 | 453 | 0.0205 | 0 | 0.89 | 0.0453
Kadmat | 2025-11-27 02:00 | 11 | 331 | 2 | 3.46 | 0 | 26.55 | 28.73 | 7 | 21.73 | 1.92 | 1000 | 448.2 | 0.0254 | 0 | 0.8882 | 0.0415
Kadmat | 2025-11-27 03:00 | 11 | 331 | 3 | 2.91 | 0 | 26.42 | 28.73 | 7 | 21.73 | 1.89 | 1000 | 436.5 | 0.0073 | 0 | 0.8876 | 0.0409
Kadmat | 2025-11-27 04:00 | 11 | 331 | 4 | 2.58 | 0 | 26.43 | 28.73 | 7 | 21.73 | 2.25 | 1000 | 465.6 | 0.0014 | 0 | 0.8882 | 0.0486
Kadmat | 2025-11-27 05:00 | 11 | 331 | 5 | 2.4 | 0 | 26.77 | 28.75 | 7 | 21.75 | 1.93 | 1000 | 492.9 | 0 | 0 | 0.8899 | 0.0417
Kadmat | 2025-11-27 06:00 | 11 | 331 | 6 | 2.58 | 0 | 27.07 | 28.77 | 7 | 21.77 | 1.84 | 1000 | 544.5 | 0.0014 | 0 | 0.8927 | 0.0398
Kadmat | 2025-11-27 07:00 | 11 | 331 | 7 | 3.27 | 122.9 | 27.53 | 28.8 | 7 | 21.8 | 1.84 | 1000 | 614.3 | 0.0186 | 0.1088 | 0.8963 | 0.0398
Kadmat | 2025-11-27 08:00 | 11 | 331 | 8 | 4.07 | 392.6 | 27.84 | 28.84 | 7 | 21.84 | 1.78 | 1000 | 660.2 | 0.055 | 0.3398 | 0.9006 | 0.0384
Kadmat | 2025-11-27 09:00 | 11 | 331 | 9 | 4.48 | 497.7 | 28.48 | 28.88 | 7 | 21.88 | 1.61 | 1000 | 623.4 | 0.0799 | 0.4263 | 0.9052 | 0.0348
Kadmat | 2025-11-27 10:00 | 11 | 331 | 10 | 3.3 | 660 | 28.83 | 28.91 | 7 | 21.91 | 1.6 | 1000 | 690.2 | 0.0198 | 0.5574 | 0.9097 | 0.0345
Kadmat | 2025-11-27 11:00 | 11 | 331 | 11 | 4.24 | 725.2 | 28.85 | 28.95 | 7 | 21.95 | 1.5 | 1000 | 737 | 0.0652 | 0.6092 | 0.914 | 0.0324
Kadmat | 2025-11-27 12:00 | 11 | 331 | 12 | 4.17 | 815.8 | 29.34 | 28.98 | 7 | 21.98 | 1.35 | 1000 | 727.3 | 0.0611 | 0.6791 | 0.9177 | 0.0292
Kadmat | 2025-11-27 13:00 | 11 | 331 | 13 | 3.36 | 707.3 | 29.41 | 29 | 7 | 22 | 1.22 | 1000 | 697.9 | 0.0218 | 0.5937 | 0.9205 | 0.0265
Kadmat | 2025-11-27 14:00 | 11 | 331 | 14 | 3.58 | 611.7 | 29.61 | 29.02 | 7 | 22.02 | 0.99 | 1000 | 689.8 | 0.0305 | 0.517 | 0.9223 | 0.0214
Kadmat | 2025-11-27 15:00 | 11 | 331 | 15 | 4.03 | 568.5 | 29.58 | 29.02 | 7 | 22.02 | 1 | 1000 | 662.1 | 0.0524 | 0.4822 | 0.9228 | 0.0216
Kadmat | 2025-11-27 16:00 | 11 | 331 | 16 | 3.87 | 312.7 | 29.39 | 29.02 | 7 | 22.02 | 0.93 | 1000 | 715.2 | 0.0445 | 0.2709 | 0.9222 | 0.0201
Kadmat | 2025-11-27 17:00 | 11 | 331 | 17 | 3.77 | 93.4 | 29.21 | 29 | 7 | 22 | 0.86 | 1000 | 786.5 | 0.0396 | 0.0823 | 0.9204 | 0.0186
Kadmat | 2025-11-27 18:00 | 11 | 331 | 18 | 2.46 | 0 | 28.94 | 28.98 | 7 | 21.98 | 0.89 | 1000 | 841.5 | 0 | 0 | 0.9175 | 0.0193
Kadmat | 2025-11-27 19:00 | 11 | 331 | 19 | 2.39 | 0 | 28.5 | 28.95 | 7 | 21.95 | 0.92 | 1000 | 914.9 | 0 | 0 | 0.9138 | 0.0199
Kadmat | 2025-11-27 20:00 | 11 | 331 | 20 | 2.43 | 0 | 27.89 | 28.91 | 7 | 21.91 | 0.97 | 1000 | 822.3 | 0 | 0 | 0.9094 | 0.0209
Kadmat | 2025-11-27 21:00 | 11 | 331 | 21 | 2.56 | 0 | 27.51 | 28.87 | 7 | 21.87 | 0.97 | 1000 | 768.3 | 0.0011 | 0 | 0.9048 | 0.021
Kadmat | 2025-11-27 22:00 | 11 | 331 | 22 | 2.04 | 0 | 27.29 | 28.83 | 7 | 21.83 | 0.98 | 1000 | 697.1 | 0 | 0 | 0.9001 | 0.0213
Kadmat | 2025-11-27 23:00 | 11 | 331 | 23 | 2.49 | 0 | 26.83 | 28.8 | 7 | 21.8 | 0.97 | 1000 | 601.4 | 0 | 0 | 0.8958 | 0.021
Kadmat | 2025-11-28 00:00 | 11 | 332 | 0 | 2.71 | 0 | 26.47 | 28.77 | 7 | 21.77 | 1.04 | 1000 | 496.6 | 0.0038 | 0 | 0.8921 | 0.0224
Kadmat | 2025-11-28 01:00 | 11 | 332 | 1 | 2.53 | 0 | 26.39 | 28.74 | 7 | 21.74 | 1.03 | 1000 | 463.9 | 0.0005 | 0 | 0.8893 | 0.0224
Kadmat | 2025-11-28 02:00 | 11 | 332 | 2 | 2.46 | 0 | 26.46 | 28.73 | 7 | 21.73 | 1.21 | 1000 | 457.5 | 0 | 0 | 0.8875 | 0.0262
Kadmat | 2025-11-28 03:00 | 11 | 332 | 3 | 2.51 | 0 | 26.33 | 28.72 | 7 | 21.72 | 1.23 | 1000 | 452.3 | 0.0002 | 0 | 0.8868 | 0.0266
Kadmat | 2025-11-28 04:00 | 11 | 332 | 4 | 2.83 | 0 | 26.38 | 28.73 | 7 | 21.73 | 1.33 | 1000 | 433.9 | 0.0059 | 0 | 0.8874 | 0.0288
Kadmat | 2025-11-28 05:00 | 11 | 332 | 5 | 3.31 | 0 | 26.8 | 28.74 | 7 | 21.74 | 1.41 | 1000 | 517.6 | 0.0201 | 0 | 0.8891 | 0.0304
Kadmat | 2025-11-28 06:00 | 11 | 332 | 6 | 2.94 | 0 | 27.14 | 28.76 | 7 | 21.76 | 1.46 | 1000 | 550.5 | 0.008 | 0 | 0.8919 | 0.0315
Kadmat | 2025-11-28 07:00 | 11 | 332 | 7 | 3.25 | 117.6 | 27.43 | 28.79 | 7 | 21.79 | 1.54 | 1000 | 592.9 | 0.0178 | 0.1041 | 0.8955 | 0.0332
Kadmat | 2025-11-28 08:00 | 11 | 332 | 8 | 3.18 | 288.9 | 28.16 | 28.83 | 7 | 21.83 | 1.44 | 1000 | 613.4 | 0.0156 | 0.2518 | 0.8998 | 0.0311
Kadmat | 2025-11-28 09:00 | 11 | 332 | 9 | 3.04 | 511.4 | 28.48 | 28.87 | 7 | 21.87 | 1.48 | 1000 | 654.8 | 0.0106 | 0.4376 | 0.9044 | 0.0319
Kadmat | 2025-11-28 10:00 | 11 | 332 | 10 | 3.42 | 742.3 | 28.8 | 28.91 | 7 | 21.91 | 1.56 | 1000 | 659.6 | 0.024 | 0.6228 | 0.909 | 0.0337
Kadmat | 2025-11-28 11:00 | 11 | 332 | 11 | 2.55 | 666.7 | 29.29 | 28.94 | 7 | 21.94 | 1.39 | 1000 | 703.6 | 0.001 | 0.5618 | 0.9132 | 0.0301
Kadmat | 2025-11-28 12:00 | 11 | 332 | 12 | 3.08 | 798.8 | 29.39 | 28.97 | 7 | 21.97 | 1.26 | 1000 | 708.2 | 0.0119 | 0.6657 | 0.9169 | 0.0271
Kadmat | 2025-11-28 13:00 | 11 | 332 | 13 | 3.02 | 650.5 | 29.74 | 29 | 7 | 22 | 1.33 | 1000 | 697.7 | 0.0099 | 0.5479 | 0.9197 | 0.0288
Kadmat | 2025-11-28 14:00 | 11 | 332 | 14 | 4.11 | 687.1 | 29.86 | 29.01 | 7 | 22.01 | 1.17 | 1000 | 696.7 | 0.057 | 0.5767 | 0.9215 | 0.0253
Kadmat | 2025-11-28 15:00 | 11 | 332 | 15 | 4.98 | 435.6 | 29.87 | 29.02 | 7 | 22.02 | 0.98 | 1000 | 663.7 | 0.1155 | 0.373 | 0.9221 | 0.0212
Kadmat | 2025-11-28 16:00 | 11 | 332 | 16 | 4.51 | 339.6 | 29.59 | 29.01 | 7 | 22.01 | 1.01 | 1000 | 717.3 | 0.0818 | 0.2933 | 0.9214 | 0.0219
Kadmat | 2025-11-28 17:00 | 11 | 332 | 17 | 3.41 | 98.2 | 29.54 | 29 | 7 | 22 | 1 | 1000 | 794 | 0.0238 | 0.0864 | 0.9196 | 0.0216
Kadmat | 2025-11-28 18:00 | 11 | 332 | 18 | 4.16 | 0 | 29.17 | 28.97 | 7 | 21.97 | 1 | 1000 | 888 | 0.0605 | 0 | 0.9167 | 0.0215
Kadmat | 2025-11-28 19:00 | 11 | 332 | 19 | 3.47 | 0 | 28.71 | 28.94 | 7 | 21.94 | 0.9 | 1000 | 866.7 | 0.0258 | 0 | 0.913 | 0.0195
Kadmat | 2025-11-28 20:00 | 11 | 332 | 20 | 3.33 | 0 | 27.96 | 28.9 | 7 | 21.9 | 0.95 | 1000 | 847.9 | 0.021 | 0 | 0.9086 | 0.0206
Kadmat | 2025-11-28 21:00 | 11 | 332 | 21 | 3.08 | 0 | 27.5 | 28.87 | 7 | 21.87 | 1.02 | 1000 | 786.6 | 0.0118 | 0 | 0.904 | 0.022
Kadmat | 2025-11-28 22:00 | 11 | 332 | 22 | 3.06 | 0 | 27.14 | 28.83 | 7 | 21.83 | 1.13 | 1000 | 677.2 | 0.0113 | 0 | 0.8993 | 0.0244
Kadmat | 2025-11-28 23:00 | 11 | 332 | 23 | 3.6 | 0 | 26.86 | 28.79 | 7 | 21.79 | 0.99 | 1000 | 576.3 | 0.0315 | 0 | 0.895 | 0.0214
Kadmat | 2025-11-29 00:00 | 11 | 333 | 0 | 4.27 | 0 | 26.65 | 28.76 | 7 | 21.76 | 0.99 | 1000 | 481.3 | 0.0672 | 0 | 0.8913 | 0.0213
Kadmat | 2025-11-29 01:00 | 11 | 333 | 1 | 3.97 | 0 | 26.49 | 28.73 | 7 | 21.73 | 1.06 | 1000 | 455.7 | 0.0489 | 0 | 0.8885 | 0.0229
Kadmat | 2025-11-29 02:00 | 11 | 333 | 2 | 4.26 | 0 | 26.41 | 28.72 | 7 | 21.72 | 1.08 | 1000 | 424.8 | 0.0662 | 0 | 0.8867 | 0.0234
Kadmat | 2025-11-29 03:00 | 11 | 333 | 3 | 4.42 | 0 | 26.77 | 28.71 | 7 | 21.71 | 1.2 | 1000 | 454.3 | 0.0761 | 0 | 0.886 | 0.026
Kadmat | 2025-11-29 04:00 | 11 | 333 | 4 | 3.22 | 0 | 26.87 | 28.72 | 7 | 21.72 | 1.32 | 1000 | 450.2 | 0.0171 | 0 | 0.8866 | 0.0284
Kadmat | 2025-11-29 05:00 | 11 | 333 | 5 | 3.82 | 0 | 27.14 | 28.73 | 7 | 21.73 | 1.42 | 1000 | 487 | 0.0419 | 0 | 0.8883 | 0.0307
Kadmat | 2025-11-29 06:00 | 11 | 333 | 6 | 3.94 | 0 | 27.41 | 28.76 | 7 | 21.76 | 1.3 | 1000 | 529.3 | 0.0476 | 0 | 0.8911 | 0.028
Kadmat | 2025-11-29 07:00 | 11 | 333 | 7 | 4.18 | 88 | 27.71 | 28.79 | 7 | 21.79 | 1.35 | 1000 | 609 | 0.0613 | 0.078 | 0.8948 | 0.0292
Kadmat | 2025-11-29 08:00 | 11 | 333 | 8 | 3.89 | 283.1 | 28.25 | 28.82 | 7 | 21.82 | 1.28 | 1000 | 625.4 | 0.0453 | 0.2468 | 0.899 | 0.0276
Kadmat | 2025-11-29 09:00 | 11 | 333 | 9 | 3.54 | 431.2 | 28.77 | 28.86 | 7 | 21.86 | 1.38 | 1000 | 687.2 | 0.029 | 0.3709 | 0.9036 | 0.0297
Kadmat | 2025-11-29 10:00 | 11 | 333 | 10 | 3.98 | 567.7 | 29.23 | 28.9 | 7 | 21.9 | 1.26 | 1000 | 696.8 | 0.0496 | 0.4822 | 0.9082 | 0.0272
Kadmat | 2025-11-29 11:00 | 11 | 333 | 11 | 4.18 | 674.8 | 29.51 | 28.94 | 7 | 21.94 | 1.14 | 1000 | 751.7 | 0.0611 | 0.5677 | 0.9125 | 0.0246
Kadmat | 2025-11-29 12:00 | 11 | 333 | 12 | 3.77 | 715.5 | 29.74 | 28.97 | 7 | 21.97 | 1.37 | 1000 | 716.1 | 0.0396 | 0.5995 | 0.9161 | 0.0297
Kadmat | 2025-11-29 13:00 | 11 | 333 | 13 | 3.81 | 657.1 | 29.77 | 28.99 | 7 | 21.99 | 1.36 | 1000 | 676.5 | 0.0415 | 0.5531 | 0.9189 | 0.0294
Kadmat | 2025-11-29 14:00 | 11 | 333 | 14 | 3.97 | 585 | 29.81 | 29.01 | 7 | 22.01 | 1.46 | 1000 | 685 | 0.0489 | 0.4952 | 0.9207 | 0.0314
Kadmat | 2025-11-29 15:00 | 11 | 333 | 15 | 3.74 | 428.3 | 29.77 | 29.01 | 7 | 22.01 | 1.6 | 1000 | 705.5 | 0.0384 | 0.3671 | 0.9213 | 0.0345
Kadmat | 2025-11-29 16:00 | 11 | 333 | 16 | 2.82 | 275.1 | 29.46 | 29.01 | 7 | 22.01 | 1.58 | 1000 | 688.6 | 0.0058 | 0.2389 | 0.9206 | 0.034
Kadmat | 2025-11-29 17:00 | 11 | 333 | 17 | 2.97 | 89.5 | 28.92 | 28.99 | 7 | 21.99 | 1.44 | 1000 | 817.7 | 0.0085 | 0.079 | 0.9188 | 0.0311
Kadmat | 2025-11-29 18:00 | 11 | 333 | 18 | 2.61 | 0 | 28.44 | 28.97 | 7 | 21.97 | 1.59 | 1000 | 850.8 | 0.0019 | 0 | 0.9159 | 0.0343
Kadmat | 2025-11-29 19:00 | 11 | 333 | 19 | 3.53 | 0 | 28.17 | 28.93 | 7 | 21.93 | 1.51 | 1000 | 887.1 | 0.0286 | 0 | 0.9122 | 0.0326
Kadmat | 2025-11-29 20:00 | 11 | 333 | 20 | 3.67 | 0 | 27.94 | 28.9 | 7 | 21.9 | 1.31 | 1000 | 821.8 | 0.035 | 0 | 0.9079 | 0.0283
Kadmat | 2025-11-29 21:00 | 11 | 333 | 21 | 3.19 | 0 | 27.4 | 28.86 | 7 | 21.86 | 1.21 | 1000 | 815.1 | 0.0157 | 0 | 0.9032 | 0.0261
Kadmat | 2025-11-29 22:00 | 11 | 333 | 22 | 2.56 | 0 | 26.84 | 28.82 | 7 | 21.82 | 1.02 | 1000 | 694.7 | 0.001 | 0 | 0.8986 | 0.0221
Kadmat | 2025-11-29 23:00 | 11 | 333 | 23 | 2.29 | 0 | 26.67 | 28.78 | 7 | 21.78 | 1.03 | 1000 | 567.1 | 0 | 0 | 0.8943 | 0.0223
Kadmat | 2025-11-30 00:00 | 11 | 334 | 0 | 2.39 | 0 | 26.38 | 28.75 | 7 | 21.75 | 1.08 | 1000 | 506.3 | 0 | 0 | 0.8906 | 0.0234
Kadmat | 2025-11-30 01:00 | 11 | 334 | 1 | 2.06 | 0 | 25.92 | 28.73 | 7 | 21.73 | 1.08 | 1000 | 461.8 | 0 | 0 | 0.8877 | 0.0233
Kadmat | 2025-11-30 02:00 | 11 | 334 | 2 | 1.98 | 0 | 25.89 | 28.71 | 7 | 21.71 | 1.13 | 1000 | 447.3 | 0 | 0 | 0.8859 | 0.0244
Kadmat | 2025-11-30 03:00 | 11 | 334 | 3 | 2.61 | 0 | 26.11 | 28.71 | 7 | 21.71 | 1.08 | 1000 | 452.4 | 0.002 | 0 | 0.8853 | 0.0234
Kadmat | 2025-11-30 04:00 | 11 | 334 | 4 | 2.88 | 0 | 26.24 | 28.71 | 7 | 21.71 | 1.13 | 1000 | 448.8 | 0.0068 | 0 | 0.8858 | 0.0243
Kadmat | 2025-11-30 05:00 | 11 | 334 | 5 | 2.33 | 0 | 26.61 | 28.73 | 7 | 21.73 | 1.09 | 1000 | 508.4 | 0 | 0 | 0.8876 | 0.0236
Kadmat | 2025-11-30 06:00 | 11 | 334 | 6 | 2.45 | 0 | 26.81 | 28.75 | 7 | 21.75 | 1.08 | 1000 | 556.3 | 0 | 0 | 0.8904 | 0.0234
Kadmat | 2025-11-30 07:00 | 11 | 334 | 7 | 2.25 | 112.6 | 27.15 | 28.78 | 7 | 21.78 | 1.05 | 1000 | 564.5 | 0 | 0.0998 | 0.894 | 0.0227
Kadmat | 2025-11-30 08:00 | 11 | 334 | 8 | 2.76 | 333.8 | 27.5 | 28.82 | 7 | 21.82 | 1.01 | 1000 | 649 | 0.0048 | 0.2906 | 0.8982 | 0.0218
Kadmat | 2025-11-30 09:00 | 11 | 334 | 9 | 3.97 | 433 | 27.84 | 28.86 | 7 | 21.86 | 0.99 | 1000 | 649.6 | 0.0491 | 0.3736 | 0.9028 | 0.0214
Kadmat | 2025-11-30 10:00 | 11 | 334 | 10 | 3.12 | 593.3 | 28.42 | 28.89 | 7 | 21.89 | 0.92 | 1000 | 676.5 | 0.0134 | 0.5045 | 0.9074 | 0.0199
Kadmat | 2025-11-30 11:00 | 11 | 334 | 11 | 3.37 | 739.3 | 28.77 | 28.93 | 7 | 21.93 | 0.88 | 1000 | 712.3 | 0.0225 | 0.6205 | 0.9117 | 0.019
Kadmat | 2025-11-30 12:00 | 11 | 334 | 12 | 2.93 | 709.6 | 29.15 | 28.96 | 7 | 21.96 | 1.01 | 1000 | 694.4 | 0.0078 | 0.5961 | 0.9153 | 0.0217
Kadmat | 2025-11-30 13:00 | 11 | 334 | 13 | 2.26 | 667 | 29.35 | 28.98 | 7 | 21.98 | 1.11 | 1000 | 727.5 | 0 | 0.5619 | 0.9182 | 0.024
Kadmat | 2025-11-30 14:00 | 11 | 334 | 14 | 2.17 | 528.2 | 29.34 | 29 | 7 | 22 | 1.09 | 1000 | 697.4 | 0 | 0.4499 | 0.9199 | 0.0234
Kadmat | 2025-11-30 15:00 | 11 | 334 | 15 | 1.55 | 446 | 29.23 | 29 | 7 | 22 | 1.23 | 1000 | 706.9 | 0 | 0.3826 | 0.9205 | 0.0266
Kadmat | 2025-11-30 16:00 | 11 | 334 | 16 | 1.69 | 295.3 | 29.06 | 29 | 7 | 22 | 1.37 | 1000 | 693.9 | 0 | 0.2564 | 0.9198 | 0.0295
Kadmat | 2025-11-30 17:00 | 11 | 334 | 17 | 1.64 | 89.3 | 28.65 | 28.98 | 7 | 21.98 | 1.43 | 1000 | 789.3 | 0 | 0.0789 | 0.918 | 0.0309
Kadmat | 2025-11-30 18:00 | 11 | 334 | 18 | 1.72 | 0 | 28.08 | 28.96 | 7 | 21.96 | 1.56 | 1000 | 865.6 | 0 | 0 | 0.9151 | 0.0338
Kadmat | 2025-11-30 19:00 | 11 | 334 | 19 | 1.4 | 0 | 27.87 | 28.93 | 7 | 21.93 | 1.58 | 1000 | 864.3 | 0 | 0 | 0.9114 | 0.0342
Kadmat | 2025-11-30 20:00 | 11 | 334 | 20 | 1.55 | 0 | 27.5 | 28.89 | 7 | 21.89 | 1.32 | 1000 | 839.3 | 0 | 0 | 0.9071 | 0.0285
Kadmat | 2025-11-30 21:00 | 11 | 334 | 21 | 1.59 | 0 | 27.06 | 28.85 | 7 | 21.85 | 1.55 | 1000 | 819.6 | 0 | 0 | 0.9024 | 0.0335
Kadmat | 2025-11-30 22:00 | 11 | 334 | 22 | 0.93 | 0 | 26.82 | 28.81 | 7 | 21.81 | 1.67 | 1000 | 671.4 | 0 | 0 | 0.8978 | 0.036
Kadmat | 2025-11-30 23:00 | 11 | 334 | 23 | 1 | 0 | 26.28 | 28.78 | 7 | 21.78 | 1.9 | 1000 | 551.7 | 0 | 0 | 0.8935 | 0.0411
Kadmat | 2025-12-01 00:00 | 12 | 335 | 0 | 2.12 | 0 | 26 | 28.75 | 7 | 21.75 | 2.52 | 1000 | 493.3 | 0 | 0 | 0.8898 | 0.0544
Kadmat | 2025-12-01 01:00 | 12 | 335 | 1 | 1.73 | 0 | 25.97 | 28.72 | 7 | 21.72 | 2.99 | 1000 | 465.2 | 0 | 0 | 0.8869 | 0.0645
Kadmat | 2025-12-01 02:00 | 12 | 335 | 2 | 1.77 | 0 | 25.87 | 28.71 | 7 | 21.71 | 2.83 | 1000 | 437.4 | 0 | 0 | 0.8851 | 0.061
Kadmat | 2025-12-01 03:00 | 12 | 335 | 3 | 1.49 | 0 | 25.87 | 28.7 | 7 | 21.7 | 2.74 | 1000 | 415.5 | 0 | 0 | 0.8845 | 0.0591
Kadmat | 2025-12-01 04:00 | 12 | 335 | 4 | 1.9 | 0 | 26.28 | 28.71 | 7 | 21.71 | 3.11 | 1000 | 464 | 0 | 0 | 0.8851 | 0.0671
Kadmat | 2025-12-01 05:00 | 12 | 335 | 5 | 1.71 | 0 | 26.74 | 28.72 | 7 | 21.72 | 3.39 | 1000 | 467.9 | 0 | 0 | 0.8868 | 0.0733
Kadmat | 2025-12-01 06:00 | 12 | 335 | 6 | 2.48 | 0 | 27.19 | 28.74 | 7 | 21.74 | 3.69 | 1000 | 524.2 | 0 | 0 | 0.8896 | 0.0797
Kadmat | 2025-12-01 07:00 | 12 | 335 | 7 | 2.14 | 102.8 | 27.55 | 28.77 | 7 | 21.77 | 3.75 | 1000 | 564.6 | 0 | 0.0919 | 0.8932 | 0.081
Kadmat | 2025-12-01 08:00 | 12 | 335 | 8 | 2.45 | 228.5 | 28.21 | 28.81 | 7 | 21.81 | 3.81 | 1000 | 610.7 | 0 | 0.2019 | 0.8975 | 0.0822
Kadmat | 2025-12-01 09:00 | 12 | 335 | 9 | 2.27 | 433.4 | 28.67 | 28.85 | 7 | 21.85 | 4.24 | 1000 | 641 | 0 | 0.3762 | 0.902 | 0.0917
Kadmat | 2025-12-01 10:00 | 12 | 335 | 10 | 2.82 | 494.5 | 29.1 | 28.89 | 7 | 21.89 | 4.88 | 1000 | 682.9 | 0.0058 | 0.4265 | 0.9066 | 0.1054
Kadmat | 2025-12-01 11:00 | 12 | 335 | 11 | 3.07 | 678.6 | 29.45 | 28.92 | 7 | 21.92 | 5.16 | 1000 | 702.4 | 0.0115 | 0.5759 | 0.9109 | 0.1114
Kadmat | 2025-12-01 12:00 | 12 | 335 | 12 | 2.9 | 744.5 | 29.61 | 28.95 | 7 | 21.95 | 5.61 | 1000 | 664.8 | 0.0073 | 0.6281 | 0.9146 | 0.1212
Kadmat | 2025-12-01 13:00 | 12 | 335 | 13 | 2.72 | 703.8 | 29.54 | 28.98 | 7 | 21.98 | 5.55 | 1000 | 688.3 | 0.004 | 0.5959 | 0.9174 | 0.1199
Kadmat | 2025-12-01 14:00 | 12 | 335 | 14 | 2.89 | 579.2 | 29.76 | 28.99 | 7 | 21.99 | 4.82 | 1000 | 681.5 | 0.0069 | 0.495 | 0.9191 | 0.1041
Kadmat | 2025-12-01 15:00 | 12 | 335 | 15 | 1.61 | 485.6 | 29.53 | 29 | 7 | 22 | 4.6 | 1000 | 706.9 | 0 | 0.4184 | 0.9197 | 0.0994
Kadmat | 2025-12-01 16:00 | 12 | 335 | 16 | 2.11 | 265.1 | 29.48 | 28.99 | 7 | 21.99 | 4.78 | 1000 | 692.2 | 0 | 0.2325 | 0.9191 | 0.1033
Kadmat | 2025-12-01 17:00 | 12 | 335 | 17 | 2.26 | 103.9 | 29.18 | 28.98 | 7 | 21.98 | 5.44 | 1000 | 758.8 | 0 | 0.0924 | 0.9172 | 0.1175
Kadmat | 2025-12-01 18:00 | 12 | 335 | 18 | 2.75 | 0 | 28.73 | 28.95 | 7 | 21.95 | 5.4 | 1000 | 852.3 | 0.0044 | 0 | 0.9144 | 0.1166
Kadmat | 2025-12-01 19:00 | 12 | 335 | 19 | 1.89 | 0 | 28.37 | 28.92 | 7 | 21.92 | 5.11 | 1000 | 882.5 | 0 | 0 | 0.9106 | 0.1103
Kadmat | 2025-12-01 20:00 | 12 | 335 | 20 | 1.27 | 0 | 27.83 | 28.88 | 7 | 21.88 | 4.83 | 1000 | 829.3 | 0 | 0 | 0.9063 | 0.1044
Kadmat | 2025-12-01 21:00 | 12 | 335 | 21 | 1.82 | 0 | 27.48 | 28.85 | 7 | 21.85 | 4.59 | 1000 | 802.1 | 0 | 0 | 0.9017 | 0.0992
Kadmat | 2025-12-01 22:00 | 12 | 335 | 22 | 2.3 | 0 | 26.9 | 28.81 | 7 | 21.81 | 4.94 | 1000 | 700.8 | 0 | 0 | 0.897 | 0.1067
Kadmat | 2025-12-01 23:00 | 12 | 335 | 23 | 1.87 | 0 | 26.5 | 28.77 | 7 | 21.77 | 5.68 | 1000 | 561.6 | 0 | 0 | 0.8927 | 0.1226
Kadmat | 2025-12-02 00:00 | 12 | 336 | 0 | 2.08 | 0 | 26.18 | 28.74 | 7 | 21.74 | 4.19 | 1000 | 471.1 | 0 | 0 | 0.889 | 0.0904
Kadmat | 2025-12-02 01:00 | 12 | 336 | 1 | 2.81 | 0 | 26.2 | 28.71 | 7 | 21.71 | 4.28 | 1000 | 447.3 | 0.0055 | 0 | 0.8862 | 0.0925
Kadmat | 2025-12-02 02:00 | 12 | 336 | 2 | 3.23 | 0 | 25.97 | 28.7 | 7 | 21.7 | 4.34 | 1000 | 441 | 0.0172 | 0 | 0.8844 | 0.0937
Kadmat | 2025-12-02 03:00 | 12 | 336 | 3 | 3.62 | 0 | 26.2 | 28.69 | 7 | 21.69 | 4.63 | 1000 | 431.7 | 0.0327 | 0 | 0.8837 | 0.1
Kadmat | 2025-12-02 04:00 | 12 | 336 | 4 | 3.48 | 0 | 26.53 | 28.7 | 7 | 21.7 | 4.63 | 1000 | 424.8 | 0.0262 | 0 | 0.8843 | 0.1001
Kadmat | 2025-12-02 05:00 | 12 | 336 | 5 | 3.2 | 0 | 26.7 | 28.71 | 7 | 21.71 | 4.63 | 1000 | 481.7 | 0.0161 | 0 | 0.886 | 0.1
Kadmat | 2025-12-02 06:00 | 12 | 336 | 6 | 3.81 | 0 | 27.05 | 28.74 | 7 | 21.74 | 4.76 | 1000 | 549.9 | 0.0416 | 0 | 0.8888 | 0.1028
Kadmat | 2025-12-02 07:00 | 12 | 336 | 7 | 2.67 | 118.1 | 27.36 | 28.77 | 7 | 21.77 | 4.3 | 1000 | 635.4 | 0.0031 | 0.1056 | 0.8924 | 0.0928
Kadmat | 2025-12-02 08:00 | 12 | 336 | 8 | 2.92 | 363.3 | 27.82 | 28.8 | 7 | 21.8 | 5.38 | 1000 | 637.8 | 0.0076 | 0.3181 | 0.8967 | 0.1162
Kadmat | 2025-12-02 09:00 | 12 | 336 | 9 | 2.27 | 490.4 | 28.27 | 28.84 | 7 | 21.84 | 5.77 | 1000 | 671.2 | 0 | 0.4244 | 0.9013 | 0.1246
Kadmat | 2025-12-02 10:00 | 12 | 336 | 10 | 3.6 | 663.5 | 28.58 | 28.88 | 7 | 21.88 | 5.89 | 1000 | 671.8 | 0.0318 | 0.5657 | 0.9058 | 0.1272
Kadmat | 2025-12-02 11:00 | 12 | 336 | 11 | 2.77 | 844.7 | 28.92 | 28.92 | 7 | 21.92 | 5.96 | 1000 | 702.9 | 0.0048 | 0.7087 | 0.9101 | 0.1288
Kadmat | 2025-12-02 12:00 | 12 | 336 | 12 | 1.75 | 732.8 | 29.04 | 28.95 | 7 | 21.95 | 5.7 | 1000 | 688.2 | 0 | 0.6202 | 0.9138 | 0.1231
Kadmat | 2025-12-02 13:00 | 12 | 336 | 13 | 3.12 | 884 | 29.12 | 28.97 | 7 | 21.97 | 5.91 | 1000 | 692.3 | 0.0134 | 0.7387 | 0.9166 | 0.1277
Kadmat | 2025-12-02 14:00 | 12 | 336 | 14 | 4.04 | 742.1 | 29.23 | 28.99 | 7 | 21.99 | 5.45 | 1000 | 701.4 | 0.053 | 0.6271 | 0.9183 | 0.1177
Kadmat | 2025-12-02 15:00 | 12 | 336 | 15 | 3.33 | 574.4 | 29.1 | 28.99 | 7 | 21.99 | 5.65 | 1000 | 676 | 0.0207 | 0.4923 | 0.9189 | 0.122
Kadmat | 2025-12-02 16:00 | 12 | 336 | 16 | 3.51 | 364.4 | 28.86 | 28.99 | 7 | 21.99 | 4.97 | 1000 | 709.3 | 0.0274 | 0.3178 | 0.9183 | 0.1073
Kadmat | 2025-12-02 17:00 | 12 | 336 | 17 | 3.51 | 113.6 | 28.65 | 28.97 | 7 | 21.97 | 4.62 | 1000 | 764.3 | 0.0274 | 0.1011 | 0.9165 | 0.0997
Kadmat | 2025-12-02 18:00 | 12 | 336 | 18 | 3.48 | 0 | 28.29 | 28.95 | 7 | 21.95 | 4.45 | 1000 | 851 | 0.0262 | 0 | 0.9136 | 0.0962
Kadmat | 2025-12-02 19:00 | 12 | 336 | 19 | 3.19 | 0 | 28.08 | 28.91 | 7 | 21.91 | 4.98 | 1000 | 861.7 | 0.016 | 0 | 0.9099 | 0.1075
Kadmat | 2025-12-02 20:00 | 12 | 336 | 20 | 2.49 | 0 | 27.59 | 28.88 | 7 | 21.88 | 5.06 | 1000 | 864.7 | 0 | 0 | 0.9055 | 0.1094
Kadmat | 2025-12-02 21:00 | 12 | 336 | 21 | 2.84 | 0 | 27.3 | 28.84 | 7 | 21.84 | 6.01 | 1000 | 779.3 | 0.006 | 0 | 0.9009 | 0.1298
Kadmat | 2025-12-02 22:00 | 12 | 336 | 22 | 2.82 | 0 | 26.81 | 28.8 | 7 | 21.8 | 5.78 | 1000 | 679.9 | 0.0058 | 0 | 0.8962 | 0.1248
Kadmat | 2025-12-02 23:00 | 12 | 336 | 23 | 2.35 | 0 | 26.28 | 28.76 | 7 | 21.76 | 6.05 | 1000 | 560.1 | 0 | 0 | 0.8919 | 0.1306
Kadmat | 2025-12-03 00:00 | 12 | 337 | 0 | 2.54 | 0 | 26.11 | 28.73 | 7 | 21.73 | 6.33 | 1000 | 474.3 | 0.0008 | 0 | 0.8882 | 0.1367
Kadmat | 2025-12-03 01:00 | 12 | 337 | 1 | 4.11 | 0 | 26.18 | 28.71 | 7 | 21.71 | 7.17 | 1000 | 445.7 | 0.0571 | 0 | 0.8854 | 0.1549
Kadmat | 2025-12-03 02:00 | 12 | 337 | 2 | 3.99 | 0 | 26.3 | 28.69 | 7 | 21.69 | 7.93 | 1000 | 431.2 | 0.0498 | 0 | 0.8836 | 0.1712
Kadmat | 2025-12-03 03:00 | 12 | 337 | 3 | 3.35 | 0 | 26.1 | 28.69 | 7 | 21.69 | 8.43 | 1000 | 439.4 | 0.0217 | 0 | 0.883 | 0.1821
Kadmat | 2025-12-03 04:00 | 12 | 337 | 4 | 3.91 | 0 | 26.36 | 28.69 | 7 | 21.69 | 7.75 | 1000 | 432.9 | 0.0464 | 0 | 0.8835 | 0.1673
Kadmat | 2025-12-03 05:00 | 12 | 337 | 5 | 4.01 | 0 | 26.7 | 28.71 | 7 | 21.71 | 7.33 | 1000 | 481.6 | 0.0513 | 0 | 0.8853 | 0.1584
Kadmat | 2025-12-03 06:00 | 12 | 337 | 6 | 3.12 | 0 | 27.11 | 28.73 | 7 | 21.73 | 6.56 | 1000 | 567.9 | 0.0135 | 0 | 0.888 | 0.1417
Kadmat | 2025-12-03 07:00 | 12 | 337 | 7 | 3.83 | 126.9 | 27.58 | 28.76 | 7 | 21.76 | 5.78 | 1000 | 556.4 | 0.0424 | 0.1132 | 0.8917 | 0.1249
Kadmat | 2025-12-03 08:00 | 12 | 337 | 8 | 3.83 | 361.7 | 27.99 | 28.8 | 7 | 21.8 | 5.73 | 1000 | 629.5 | 0.0425 | 0.3165 | 0.8959 | 0.1238
Kadmat | 2025-12-03 09:00 | 12 | 337 | 9 | 1.86 | 561.2 | 28.19 | 28.84 | 7 | 21.84 | 5.23 | 1000 | 690.2 | 0 | 0.4831 | 0.9005 | 0.113
Kadmat | 2025-12-03 10:00 | 12 | 337 | 10 | 2.42 | 710.7 | 28.81 | 28.87 | 7 | 21.87 | 5.72 | 1000 | 659.9 | 0 | 0.6031 | 0.9051 | 0.1237
Kadmat | 2025-12-03 11:00 | 12 | 337 | 11 | 3.17 | 748.3 | 28.88 | 28.91 | 7 | 21.91 | 5.55 | 1000 | 709.1 | 0.015 | 0.6329 | 0.9093 | 0.1199
Kadmat | 2025-12-03 12:00 | 12 | 337 | 12 | 1.91 | 896.9 | 29.16 | 28.94 | 7 | 21.94 | 5.61 | 1000 | 659.4 | 0 | 0.7486 | 0.913 | 0.1211
Kadmat | 2025-12-03 13:00 | 12 | 337 | 13 | 1.26 | 657.1 | 29.27 | 28.96 | 7 | 21.96 | 5.16 | 1000 | 713.5 | 0 | 0.5591 | 0.9158 | 0.1114
Kadmat | 2025-12-03 14:00 | 12 | 337 | 14 | 0.91 | 584.7 | 29.6 | 28.98 | 7 | 21.98 | 5.61 | 1000 | 696.6 | 0 | 0.4997 | 0.9176 | 0.1212
Kadmat | 2025-12-03 15:00 | 12 | 337 | 15 | 0.79 | 540.6 | 29.66 | 28.98 | 7 | 21.98 | 5.61 | 1000 | 697.9 | 0 | 0.4636 | 0.9181 | 0.1212
Kadmat | 2025-12-03 16:00 | 12 | 337 | 16 | 0.98 | 359.3 | 29.48 | 28.98 | 7 | 21.98 | 5.83 | 1000 | 722.6 | 0 | 0.3128 | 0.9175 | 0.126
Kadmat | 2025-12-03 17:00 | 12 | 337 | 17 | 0.71 | 123.9 | 28.94 | 28.96 | 7 | 21.96 | 5.46 | 1000 | 783.4 | 0 | 0.1101 | 0.9157 | 0.1179
Kadmat | 2025-12-03 18:00 | 12 | 337 | 18 | 1.07 | 0 | 28.61 | 28.94 | 7 | 21.94 | 4.29 | 1000 | 805 | 0 | 0 | 0.9128 | 0.0926
Kadmat | 2025-12-03 19:00 | 12 | 337 | 19 | 1.32 | 0 | 28.11 | 28.91 | 7 | 21.91 | 3.92 | 1000 | 880.7 | 0 | 0 | 0.9091 | 0.0848
Kadmat | 2025-12-03 20:00 | 12 | 337 | 20 | 1.44 | 0 | 27.75 | 28.87 | 7 | 21.87 | 3.64 | 1000 | 878.8 | 0 | 0 | 0.9047 | 0.0786
Kadmat | 2025-12-03 21:00 | 12 | 337 | 21 | 1.03 | 0 | 27.27 | 28.83 | 7 | 21.83 | 3.53 | 1000 | 803.6 | 0 | 0 | 0.9001 | 0.0762
Kadmat | 2025-12-03 22:00 | 12 | 337 | 22 | 1.22 | 0 | 27.01 | 28.79 | 7 | 21.79 | 3.87 | 1000 | 662.2 | 0 | 0 | 0.8955 | 0.0836
Kadmat | 2025-12-03 23:00 | 12 | 337 | 23 | 1.24 | 0 | 26.37 | 28.76 | 7 | 21.76 | 3.64 | 1000 | 574 | 0 | 0 | 0.8912 | 0.0785
Kadmat | 2025-12-04 00:00 | 12 | 338 | 0 | 1.48 | 0 | 26.37 | 28.73 | 7 | 21.73 | 3.73 | 1000 | 516.4 | 0 | 0 | 0.8875 | 0.0806
Kadmat | 2025-12-04 01:00 | 12 | 338 | 1 | 2.02 | 0 | 26.27 | 28.7 | 7 | 21.7 | 3.96 | 1000 | 474.9 | 0 | 0 | 0.8846 | 0.0856
Kadmat | 2025-12-04 02:00 | 12 | 338 | 2 | 1.86 | 0 | 26.36 | 28.69 | 7 | 21.69 | 4.25 | 1000 | 413.5 | 0 | 0 | 0.8828 | 0.0919
Kadmat | 2025-12-04 03:00 | 12 | 338 | 3 | 1.49 | 0 | 26.49 | 28.68 | 7 | 21.68 | 4.05 | 1000 | 408.4 | 0 | 0 | 0.8822 | 0.0875
Kadmat | 2025-12-04 04:00 | 12 | 338 | 4 | 1.93 | 0 | 26.58 | 28.69 | 7 | 21.69 | 3.86 | 1000 | 433.5 | 0 | 0 | 0.8827 | 0.0834
Kadmat | 2025-12-04 05:00 | 12 | 338 | 5 | 3.07 | 0 | 27.11 | 28.7 | 7 | 21.7 | 4.31 | 1000 | 476 | 0.0114 | 0 | 0.8845 | 0.0931
Kadmat | 2025-12-04 06:00 | 12 | 338 | 6 | 2.53 | 0 | 27.14 | 28.72 | 7 | 21.72 | 4.68 | 1000 | 554.6 | 0.0006 | 0 | 0.8873 | 0.101
Kadmat | 2025-12-04 07:00 | 12 | 338 | 7 | 3.86 | 107.6 | 27.57 | 28.76 | 7 | 21.76 | 4.63 | 1000 | 616.4 | 0.0438 | 0.0962 | 0.8909 | 0.1001
Kadmat | 2025-12-04 08:00 | 12 | 338 | 8 | 4.62 | 314.5 | 27.94 | 28.79 | 7 | 21.79 | 4.8 | 1000 | 642.7 | 0.0896 | 0.2763 | 0.8951 | 0.1038
Kadmat | 2025-12-04 09:00 | 12 | 338 | 9 | 5.39 | 591.6 | 28.31 | 28.83 | 7 | 21.83 | 5.08 | 1000 | 666.5 | 0.1492 | 0.5078 | 0.8997 | 0.1097
Kadmat | 2025-12-04 10:00 | 12 | 338 | 10 | 6.72 | 702.3 | 28.61 | 28.87 | 7 | 21.87 | 5.21 | 1000 | 702.1 | 0.2931 | 0.5968 | 0.9043 | 0.1125
Kadmat | 2025-12-04 11:00 | 12 | 338 | 11 | 6.65 | 808.9 | 28.8 | 28.9 | 7 | 21.9 | 4.93 | 1000 | 687.4 | 0.2842 | 0.6809 | 0.9086 | 0.1064
Kadmat | 2025-12-04 12:00 | 12 | 338 | 12 | 8.36 | 827.7 | 29.13 | 28.93 | 7 | 21.93 | 5.24 | 1000 | 656.8 | 0.5403 | 0.6948 | 0.9122 | 0.1133
Kadmat | 2025-12-04 13:00 | 12 | 338 | 13 | 7.64 | 811.1 | 29.34 | 28.96 | 7 | 21.96 | 5.28 | 1000 | 699.4 | 0.4241 | 0.6813 | 0.915 | 0.1142
Kadmat | 2025-12-04 14:00 | 12 | 338 | 14 | 6.2 | 695.8 | 29.71 | 28.97 | 7 | 21.97 | 5.27 | 1000 | 664 | 0.23 | 0.5891 | 0.9168 | 0.1138
Kadmat | 2025-12-04 15:00 | 12 | 338 | 15 | 5.9 | 526.5 | 29.38 | 28.98 | 7 | 21.98 | 5.8 | 1000 | 674.9 | 0.1975 | 0.4525 | 0.9174 | 0.1254
Kadmat | 2025-12-04 16:00 | 12 | 338 | 16 | 4.79 | 307 | 29.38 | 28.97 | 7 | 21.97 | 6.17 | 1000 | 729.2 | 0.1016 | 0.2685 | 0.9167 | 0.1332
Kadmat | 2025-12-04 17:00 | 12 | 338 | 17 | 4.77 | 127.3 | 29.07 | 28.96 | 7 | 21.96 | 6.34 | 1000 | 814.6 | 0.1001 | 0.1131 | 0.9149 | 0.137
Kadmat | 2025-12-04 18:00 | 12 | 338 | 18 | 4.14 | 0 | 28.84 | 28.93 | 7 | 21.93 | 6.29 | 1000 | 847.5 | 0.0592 | 0 | 0.912 | 0.1359
Kadmat | 2025-12-04 19:00 | 12 | 338 | 19 | 3.06 | 0 | 28.33 | 28.9 | 7 | 21.9 | 5.67 | 1000 | 877.4 | 0.0113 | 0 | 0.9083 | 0.1224
Kadmat | 2025-12-04 20:00 | 12 | 338 | 20 | 3.29 | 0 | 27.92 | 28.87 | 7 | 21.87 | 5.66 | 1000 | 897.1 | 0.0193 | 0 | 0.904 | 0.1223
Kadmat | 2025-12-04 21:00 | 12 | 338 | 21 | 2.97 | 0 | 27.67 | 28.83 | 7 | 21.83 | 6.36 | 1000 | 792.2 | 0.0085 | 0 | 0.8993 | 0.1375
Kadmat | 2025-12-04 22:00 | 12 | 338 | 22 | 3.4 | 0 | 27.18 | 28.79 | 7 | 21.79 | 6.73 | 1000 | 675.7 | 0.0233 | 0 | 0.8947 | 0.1455
Kadmat | 2025-12-04 23:00 | 12 | 338 | 23 | 2.94 | 0 | 27.03 | 28.75 | 7 | 21.75 | 7.58 | 1000 | 579.1 | 0.0079 | 0 | 0.8904 | 0.1637
Kadmat | 2025-12-05 00:00 | 12 | 339 | 0 | 4.05 | 0 | 26.71 | 28.72 | 7 | 21.72 | 7.24 | 1000 | 502.6 | 0.0532 | 0 | 0.8867 | 0.1563
Kadmat | 2025-12-05 01:00 | 12 | 339 | 1 | 4.27 | 0 | 26.64 | 28.7 | 7 | 21.7 | 7.65 | 1000 | 449.6 | 0.0672 | 0 | 0.8838 | 0.1651
Kadmat | 2025-12-05 02:00 | 12 | 339 | 2 | 4.49 | 0 | 26.62 | 28.68 | 7 | 21.68 | 9.24 | 1000 | 433.4 | 0.0804 | 0 | 0.882 | 0.1996
Kadmat | 2025-12-05 03:00 | 12 | 339 | 3 | 5.14 | 0 | 26.56 | 28.67 | 7 | 21.67 | 9.97 | 1000 | 437.8 | 0.129 | 0 | 0.8814 | 0.2154
Kadmat | 2025-12-05 04:00 | 12 | 339 | 4 | 5.97 | 0 | 26.89 | 28.68 | 7 | 21.68 | 9.83 | 1000 | 428.6 | 0.2037 | 0 | 0.882 | 0.2123
Kadmat | 2025-12-05 05:00 | 12 | 339 | 5 | 7.41 | 0 | 26.8 | 28.69 | 7 | 21.69 | 10.32 | 1000 | 475.9 | 0.3882 | 0 | 0.8837 | 0.2229
Kadmat | 2025-12-05 06:00 | 12 | 339 | 6 | 7.29 | 0 | 27.2 | 28.72 | 7 | 21.72 | 10.17 | 1000 | 518.8 | 0.3709 | 0 | 0.8865 | 0.2198
Kadmat | 2025-12-05 07:00 | 12 | 339 | 7 | 8.97 | 117.2 | 27.44 | 28.75 | 7 | 21.75 | 11.39 | 1000 | 580.4 | 0.6373 | 0.1047 | 0.8901 | 0.246
Kadmat | 2025-12-05 08:00 | 12 | 339 | 8 | 9.22 | 298.6 | 27.65 | 28.78 | 7 | 21.78 | 10.57 | 1000 | 634.6 | 0.6756 | 0.2629 | 0.8944 | 0.2284
Kadmat | 2025-12-05 09:00 | 12 | 339 | 9 | 9.26 | 580.2 | 28.06 | 28.82 | 7 | 21.82 | 9.69 | 1000 | 685.7 | 0.6816 | 0.4989 | 0.8989 | 0.2093
Kadmat | 2025-12-05 10:00 | 12 | 339 | 10 | 8.55 | 667.8 | 28.5 | 28.86 | 7 | 21.86 | 9.54 | 1000 | 696.5 | 0.572 | 0.5693 | 0.9035 | 0.2061
Kadmat | 2025-12-05 11:00 | 12 | 339 | 11 | 10.99 | 811.5 | 28.78 | 28.9 | 7 | 21.9 | 9.67 | 1000 | 672.1 | 0.8738 | 0.683 | 0.9078 | 0.2088
Kadmat | 2025-12-05 12:00 | 12 | 339 | 12 | 11.58 | 795.8 | 29.14 | 28.93 | 7 | 21.93 | 9.29 | 1000 | 685.3 | 0.8954 | 0.6698 | 0.9114 | 0.2007
Kadmat | 2025-12-05 13:00 | 12 | 339 | 13 | 12.16 | 736.3 | 29.39 | 28.95 | 7 | 21.95 | 10.02 | 1000 | 675.2 | 0.9 | 0.6221 | 0.9142 | 0.2165
Kadmat | 2025-12-05 14:00 | 12 | 339 | 14 | 11.77 | 685.8 | 29.75 | 28.97 | 7 | 21.97 | 9.82 | 1000 | 664.6 | 0.8976 | 0.5811 | 0.916 | 0.2121
Kadmat | 2025-12-05 15:00 | 12 | 339 | 15 | 10.85 | 470.8 | 29.8 | 28.97 | 7 | 21.97 | 10.56 | 1000 | 669.5 | 0.8635 | 0.4058 | 0.9166 | 0.2281
Kadmat | 2025-12-05 16:00 | 12 | 339 | 16 | 11.48 | 363.1 | 29.54 | 28.97 | 7 | 21.97 | 10.54 | 1000 | 674.7 | 0.8938 | 0.3159 | 0.9159 | 0.2276
Kadmat | 2025-12-05 17:00 | 12 | 339 | 17 | 11.14 | 102.9 | 29.31 | 28.95 | 7 | 21.95 | 10 | 1000 | 780 | 0.8805 | 0.0915 | 0.9141 | 0.2161
Kadmat | 2025-12-05 18:00 | 12 | 339 | 18 | 10.11 | 0 | 28.91 | 28.93 | 7 | 21.93 | 10.79 | 1000 | 837.6 | 0.7954 | 0 | 0.9112 | 0.2332
Kadmat | 2025-12-05 19:00 | 12 | 339 | 19 | 9.62 | 0 | 28.56 | 28.9 | 7 | 21.9 | 10.23 | 1000 | 906.4 | 0.7321 | 0 | 0.9075 | 0.2209
Kadmat | 2025-12-05 20:00 | 12 | 339 | 20 | 8.17 | 0 | 28.08 | 28.86 | 7 | 21.86 | 10.01 | 1000 | 794.7 | 0.5085 | 0 | 0.9032 | 0.2162
Kadmat | 2025-12-05 21:00 | 12 | 339 | 21 | 7.9 | 0 | 27.45 | 28.82 | 7 | 21.82 | 9.62 | 1000 | 759.2 | 0.4645 | 0 | 0.8985 | 0.2079
Kadmat | 2025-12-05 22:00 | 12 | 339 | 22 | 6.79 | 0 | 27.11 | 28.78 | 7 | 21.78 | 8.94 | 1000 | 676.6 | 0.3016 | 0 | 0.8939 | 0.1932
Kadmat | 2025-12-05 23:00 | 12 | 339 | 23 | 6.6 | 0 | 26.88 | 28.74 | 7 | 21.74 | 8.21 | 1000 | 566.5 | 0.277 | 0 | 0.8896 | 0.1774
Kadmat | 2025-12-06 00:00 | 12 | 340 | 0 | 5.81 | 0 | 26.59 | 28.71 | 7 | 21.71 | 8.08 | 1000 | 475.6 | 0.1888 | 0 | 0.8859 | 0.1745
Kadmat | 2025-12-06 01:00 | 12 | 340 | 1 | 7.43 | 0 | 26.64 | 28.69 | 7 | 21.69 | 8 | 1000 | 466.8 | 0.3916 | 0 | 0.8831 | 0.1728
Kadmat | 2025-12-06 02:00 | 12 | 340 | 2 | 6.94 | 0 | 26.45 | 28.67 | 7 | 21.67 | 7.97 | 1000 | 447.4 | 0.3211 | 0 | 0.8813 | 0.1722
Kadmat | 2025-12-06 03:00 | 12 | 340 | 3 | 7.29 | 0 | 26.38 | 28.67 | 7 | 21.67 | 7.72 | 1000 | 431.5 | 0.3705 | 0 | 0.8806 | 0.1667
Kadmat | 2025-12-06 04:00 | 12 | 340 | 4 | 7.99 | 0 | 26.71 | 28.67 | 7 | 21.67 | 7.79 | 1000 | 415.3 | 0.4784 | 0 | 0.8812 | 0.1682
Kadmat | 2025-12-06 05:00 | 12 | 340 | 5 | 7.21 | 0 | 26.79 | 28.69 | 7 | 21.69 | 7.71 | 1000 | 484.3 | 0.359 | 0 | 0.8829 | 0.1665
Kadmat | 2025-12-06 06:00 | 12 | 340 | 6 | 7.93 | 0 | 27.21 | 28.71 | 7 | 21.71 | 8.01 | 1000 | 531.5 | 0.469 | 0 | 0.8857 | 0.173
Kadmat | 2025-12-06 07:00 | 12 | 340 | 7 | 10.08 | 103 | 27.65 | 28.74 | 7 | 21.74 | 6.75 | 1000 | 601.9 | 0.7919 | 0.0921 | 0.8893 | 0.1458
Kadmat | 2025-12-06 08:00 | 12 | 340 | 8 | 9.19 | 378.2 | 28 | 28.78 | 7 | 21.78 | 6.85 | 1000 | 648.9 | 0.6711 | 0.3306 | 0.8936 | 0.1479
Kadmat | 2025-12-06 09:00 | 12 | 340 | 9 | 9.75 | 475.4 | 28.39 | 28.82 | 7 | 21.82 | 7.14 | 1000 | 657.2 | 0.7499 | 0.4118 | 0.8982 | 0.1543
Kadmat | 2025-12-06 10:00 | 12 | 340 | 10 | 9.93 | 697.8 | 28.73 | 28.85 | 7 | 21.85 | 6.84 | 1000 | 654.1 | 0.7731 | 0.5929 | 0.9027 | 0.1476
Kadmat | 2025-12-06 11:00 | 12 | 340 | 11 | 12.02 | 725.6 | 29.18 | 28.89 | 7 | 21.89 | 7.27 | 1000 | 679.4 | 0.9 | 0.6141 | 0.907 | 0.1571
Kadmat | 2025-12-06 12:00 | 12 | 340 | 12 | 13.01 | 782.4 | 29.22 | 28.92 | 7 | 21.92 | 6.27 | 1000 | 722.1 | 0.9 | 0.659 | 0.9107 | 0.1354
Kadmat | 2025-12-06 13:00 | 12 | 340 | 13 | 12.4 | 861.8 | 29.26 | 28.95 | 7 | 21.95 | 6.3 | 1000 | 673.9 | 0.9 | 0.7211 | 0.9135 | 0.1361
Kadmat | 2025-12-06 14:00 | 12 | 340 | 14 | 11.19 | 759.5 | 29.39 | 28.96 | 7 | 21.96 | 6.74 | 1000 | 710.4 | 0.8824 | 0.6405 | 0.9152 | 0.1456
Kadmat | 2025-12-06 15:00 | 12 | 340 | 15 | 11.9 | 494.6 | 29.42 | 28.96 | 7 | 21.96 | 6.06 | 1000 | 663.7 | 0.899 | 0.4261 | 0.9158 | 0.131
Kadmat | 2025-12-06 16:00 | 12 | 340 | 16 | 8.11 | 315.6 | 29.39 | 28.96 | 7 | 21.96 | 5.23 | 1000 | 655.4 | 0.4984 | 0.2758 | 0.9151 | 0.1129
Kadmat | 2025-12-06 17:00 | 12 | 340 | 17 | 8.81 | 118.5 | 29.18 | 28.94 | 7 | 21.94 | 5.11 | 1000 | 779.6 | 0.6132 | 0.1053 | 0.9133 | 0.1103
Kadmat | 2025-12-06 18:00 | 12 | 340 | 18 | 10.15 | 0 | 28.7 | 28.92 | 7 | 21.92 | 5.04 | 1000 | 823 | 0.7993 | 0 | 0.9105 | 0.1089
Kadmat | 2025-12-06 19:00 | 12 | 340 | 19 | 9.44 | 0 | 28.39 | 28.89 | 7 | 21.89 | 5.16 | 1000 | 859.3 | 0.7079 | 0 | 0.9067 | 0.1115
Kadmat | 2025-12-06 20:00 | 12 | 340 | 20 | 10.75 | 0 | 27.91 | 28.85 | 7 | 21.85 | 5.06 | 1000 | 849.1 | 0.8556 | 0 | 0.9024 | 0.1093
Kadmat | 2025-12-06 21:00 | 12 | 340 | 21 | 10.17 | 0 | 27.12 | 28.81 | 7 | 21.81 | 4.61 | 1000 | 811 | 0.8016 | 0 | 0.8978 | 0.0996
Kadmat | 2025-12-06 22:00 | 12 | 340 | 22 | 9.46 | 0 | 26.85 | 28.77 | 7 | 21.77 | 4.25 | 1000 | 704.2 | 0.7102 | 0 | 0.8931 | 0.0918
Kadmat | 2025-12-06 23:00 | 12 | 340 | 23 | 8.53 | 0 | 26.54 | 28.74 | 7 | 21.74 | 3.99 | 1000 | 575.1 | 0.5687 | 0 | 0.8888 | 0.0862
Kadmat | 2025-12-07 00:00 | 12 | 341 | 0 | 5.57 | 0 | 26.18 | 28.71 | 7 | 21.71 | 3.98 | 1000 | 465.8 | 0.1652 | 0 | 0.8851 | 0.086
Kadmat | 2025-12-07 01:00 | 12 | 341 | 1 | 4.64 | 0 | 26.01 | 28.68 | 7 | 21.68 | 3.72 | 1000 | 455.5 | 0.091 | 0 | 0.8823 | 0.0803
Kadmat | 2025-12-07 02:00 | 12 | 341 | 2 | 5.13 | 0 | 26.09 | 28.67 | 7 | 21.67 | 3.69 | 1000 | 439.3 | 0.1274 | 0 | 0.8805 | 0.0797
Kadmat | 2025-12-07 03:00 | 12 | 341 | 3 | 4.48 | 0 | 26.06 | 28.66 | 7 | 21.66 | 3.69 | 1000 | 422.1 | 0.0796 | 0 | 0.8799 | 0.0797
Kadmat | 2025-12-07 04:00 | 12 | 341 | 4 | 4.76 | 0 | 26.2 | 28.67 | 7 | 21.67 | 3.18 | 1000 | 448.2 | 0.0996 | 0 | 0.8804 | 0.0688
Kadmat | 2025-12-07 05:00 | 12 | 341 | 5 | 5.24 | 0 | 26.44 | 28.68 | 7 | 21.68 | 3 | 1000 | 444.1 | 0.1366 | 0 | 0.8822 | 0.0648
Kadmat | 2025-12-07 06:00 | 12 | 341 | 6 | 5.75 | 0 | 26.78 | 28.7 | 7 | 21.7 | 3.83 | 1000 | 545.8 | 0.1826 | 0 | 0.8849 | 0.0828
Kadmat | 2025-12-07 07:00 | 12 | 341 | 7 | 5.97 | 117 | 27.17 | 28.74 | 7 | 21.74 | 4.01 | 1000 | 601.8 | 0.204 | 0.1047 | 0.8886 | 0.0865
Kadmat | 2025-12-07 08:00 | 12 | 341 | 8 | 5.47 | 335.7 | 27.8 | 28.77 | 7 | 21.77 | 3.96 | 1000 | 654 | 0.1557 | 0.2946 | 0.8928 | 0.0856
Kadmat | 2025-12-07 09:00 | 12 | 341 | 9 | 5.39 | 601 | 28.41 | 28.81 | 7 | 21.81 | 3.5 | 1000 | 705.7 | 0.1494 | 0.5152 | 0.8974 | 0.0756
Kadmat | 2025-12-07 10:00 | 12 | 341 | 10 | 4.49 | 620.8 | 28.55 | 28.85 | 7 | 21.85 | 3.65 | 1000 | 693.8 | 0.0803 | 0.5311 | 0.9019 | 0.0788
Kadmat | 2025-12-07 11:00 | 12 | 341 | 11 | 5.53 | 828.1 | 29.02 | 28.88 | 7 | 21.88 | 3.07 | 1000 | 675.7 | 0.1611 | 0.6955 | 0.9062 | 0.0663
Kadmat | 2025-12-07 12:00 | 12 | 341 | 12 | 5.72 | 897.2 | 29.07 | 28.92 | 7 | 21.92 | 3.23 | 1000 | 671.9 | 0.1801 | 0.7491 | 0.9099 | 0.0699
Kadmat | 2025-12-07 13:00 | 12 | 341 | 13 | 6.83 | 751.7 | 29.29 | 28.94 | 7 | 21.94 | 2.96 | 1000 | 708.6 | 0.3075 | 0.6346 | 0.9127 | 0.0639
Kadmat | 2025-12-07 14:00 | 12 | 341 | 14 | 6.81 | 749.9 | 29.31 | 28.95 | 7 | 21.95 | 3.18 | 1000 | 651.4 | 0.3046 | 0.6331 | 0.9144 | 0.0687
Kadmat | 2025-12-07 15:00 | 12 | 341 | 15 | 6.89 | 463.4 | 29.46 | 28.96 | 7 | 21.96 | 3.36 | 1000 | 663.6 | 0.315 | 0.4001 | 0.915 | 0.0726
Kadmat | 2025-12-07 16:00 | 12 | 341 | 16 | 4.64 | 357.6 | 29.27 | 28.95 | 7 | 21.95 | 3.56 | 1000 | 682.4 | 0.0912 | 0.3116 | 0.9144 | 0.077
Kadmat | 2025-12-07 17:00 | 12 | 341 | 17 | 6.12 | 117.8 | 29.22 | 28.94 | 7 | 21.94 | 3.14 | 1000 | 754.1 | 0.2203 | 0.1046 | 0.9125 | 0.0679
Kadmat | 2025-12-07 18:00 | 12 | 341 | 18 | 6.49 | 0 | 29.01 | 28.91 | 7 | 21.91 | 3.02 | 1000 | 836.7 | 0.2632 | 0 | 0.9097 | 0.0651
Kadmat | 2025-12-07 19:00 | 12 | 341 | 19 | 6.53 | 0 | 28.55 | 28.88 | 7 | 21.88 | 2.97 | 1000 | 876.3 | 0.2683 | 0 | 0.906 | 0.064
Kadmat | 2025-12-07 20:00 | 12 | 341 | 20 | 6.68 | 0 | 28.1 | 28.85 | 7 | 21.85 | 3.26 | 1000 | 856.9 | 0.2878 | 0 | 0.9016 | 0.0703
Kadmat | 2025-12-07 21:00 | 12 | 341 | 21 | 5.52 | 0 | 27.61 | 28.81 | 7 | 21.81 | 3.12 | 1000 | 810.8 | 0.1602 | 0 | 0.897 | 0.0674
Kadmat | 2025-12-07 22:00 | 12 | 341 | 22 | 4.59 | 0 | 27.04 | 28.77 | 7 | 21.77 | 3.52 | 1000 | 683.3 | 0.0872 | 0 | 0.8924 | 0.0759
Kadmat | 2025-12-07 23:00 | 12 | 341 | 23 | 5.01 | 0 | 26.73 | 28.73 | 7 | 21.73 | 2.75 | 1000 | 584.9 | 0.118 | 0 | 0.8881 | 0.0593
Kadmat | 2025-12-08 00:00 | 12 | 342 | 0 | 5.57 | 0 | 26.58 | 28.7 | 7 | 21.7 | 2.99 | 1000 | 488.9 | 0.1651 | 0 | 0.8844 | 0.0646
Kadmat | 2025-12-08 01:00 | 12 | 342 | 1 | 4.9 | 0 | 26.39 | 28.68 | 7 | 21.68 | 3.2 | 1000 | 465.2 | 0.1097 | 0 | 0.8815 | 0.0692
Kadmat | 2025-12-08 02:00 | 12 | 342 | 2 | 5.17 | 0 | 26.35 | 28.66 | 7 | 21.66 | 3.03 | 1000 | 446.3 | 0.1309 | 0 | 0.8797 | 0.0654
Kadmat | 2025-12-08 03:00 | 12 | 342 | 3 | 5.45 | 0 | 26.27 | 28.65 | 7 | 21.65 | 2.67 | 1000 | 427.6 | 0.1544 | 0 | 0.8791 | 0.0577
Kadmat | 2025-12-08 04:00 | 12 | 342 | 4 | 4.56 | 0 | 26.4 | 28.66 | 7 | 21.66 | 2.52 | 1000 | 449.9 | 0.0853 | 0 | 0.8797 | 0.0544
Kadmat | 2025-12-08 05:00 | 12 | 342 | 5 | 4.13 | 0 | 26.6 | 28.67 | 7 | 21.67 | 2.28 | 1000 | 481.2 | 0.0584 | 0 | 0.8814 | 0.0492
Kadmat | 2025-12-08 06:00 | 12 | 342 | 6 | 5.09 | 0 | 26.97 | 28.7 | 7 | 21.7 | 2.22 | 1000 | 568.2 | 0.1244 | 0 | 0.8842 | 0.0479
Kadmat | 2025-12-08 07:00 | 12 | 342 | 7 | 3.59 | 111.8 | 27.37 | 28.73 | 7 | 21.73 | 2.27 | 1000 | 597.9 | 0.0312 | 0.1 | 0.8878 | 0.049
Kadmat | 2025-12-08 08:00 | 12 | 342 | 8 | 3.61 | 336.2 | 27.95 | 28.76 | 7 | 21.76 | 2.33 | 1000 | 604 | 0.0323 | 0.2949 | 0.892 | 0.0504
Kadmat | 2025-12-08 09:00 | 12 | 342 | 9 | 5.45 | 519.1 | 28.27 | 28.8 | 7 | 21.8 | 2.29 | 1000 | 674.3 | 0.1544 | 0.4482 | 0.8966 | 0.0496
Kadmat | 2025-12-08 10:00 | 12 | 342 | 10 | 4.61 | 770.5 | 28.66 | 28.84 | 7 | 21.84 | 2.31 | 1000 | 714.1 | 0.0889 | 0.651 | 0.9012 | 0.0499
Kadmat | 2025-12-08 11:00 | 12 | 342 | 11 | 6.2 | 757.7 | 29.13 | 28.88 | 7 | 21.88 | 2.74 | 1000 | 726.1 | 0.2295 | 0.6398 | 0.9054 | 0.0592
Kadmat | 2025-12-08 12:00 | 12 | 342 | 12 | 6.6 | 893.3 | 29.27 | 28.91 | 7 | 21.91 | 2.72 | 1000 | 675 | 0.277 | 0.7455 | 0.9091 | 0.0587
Kadmat | 2025-12-08 13:00 | 12 | 342 | 13 | 8.69 | 723.3 | 29.51 | 28.93 | 7 | 21.93 | 2.72 | 1000 | 688.8 | 0.5929 | 0.6115 | 0.9119 | 0.0587
Kadmat | 2025-12-08 14:00 | 12 | 342 | 14 | 9.35 | 625.1 | 29.44 | 28.95 | 7 | 21.95 | 2.55 | 1000 | 668.6 | 0.6943 | 0.5329 | 0.9137 | 0.0551
Kadmat | 2025-12-08 15:00 | 12 | 342 | 15 | 9.17 | 611.2 | 29.45 | 28.95 | 7 | 21.95 | 2.77 | 1000 | 673.9 | 0.6678 | 0.5216 | 0.9142 | 0.0597
Kadmat | 2025-12-08 16:00 | 12 | 342 | 16 | 8.84 | 331.9 | 29.28 | 28.95 | 7 | 21.95 | 2.77 | 1000 | 697.4 | 0.6168 | 0.2898 | 0.9136 | 0.0598
Kadmat | 2025-12-08 17:00 | 12 | 342 | 17 | 8.07 | 131 | 28.92 | 28.93 | 7 | 21.93 | 2.68 | 1000 | 760.5 | 0.4921 | 0.1163 | 0.9118 | 0.0579
Kadmat | 2025-12-08 18:00 | 12 | 342 | 18 | 6.53 | 0 | 28.55 | 28.91 | 7 | 21.91 | 2.82 | 1000 | 847.7 | 0.2688 | 0 | 0.9089 | 0.061
Kadmat | 2025-12-08 19:00 | 12 | 342 | 19 | 6.17 | 0 | 28.36 | 28.88 | 7 | 21.88 | 3.02 | 1000 | 880.3 | 0.2265 | 0 | 0.9052 | 0.0651
Kadmat | 2025-12-08 20:00 | 12 | 342 | 20 | 7.66 | 0 | 27.77 | 28.84 | 7 | 21.84 | 3.22 | 1000 | 859.7 | 0.4262 | 0 | 0.9008 | 0.0696
Kadmat | 2025-12-08 21:00 | 12 | 342 | 21 | 5.85 | 0 | 27.59 | 28.8 | 7 | 21.8 | 2.81 | 1000 | 792.4 | 0.1928 | 0 | 0.8962 | 0.0608
Kadmat | 2025-12-08 22:00 | 12 | 342 | 22 | 4.57 | 0 | 27.39 | 28.76 | 7 | 21.76 | 2.6 | 1000 | 708.8 | 0.0858 | 0 | 0.8916 | 0.0562
Kadmat | 2025-12-08 23:00 | 12 | 342 | 23 | 3.99 | 0 | 26.8 | 28.72 | 7 | 21.72 | 2.62 | 1000 | 552.7 | 0.0497 | 0 | 0.8873 | 0.0566
Kadmat | 2025-12-09 00:00 | 12 | 343 | 0 | 5.82 | 0 | 26.52 | 28.69 | 7 | 21.69 | 2.61 | 1000 | 488.3 | 0.1896 | 0 | 0.8836 | 0.0563
Kadmat | 2025-12-09 01:00 | 12 | 343 | 1 | 5.21 | 0 | 26.3 | 28.67 | 7 | 21.67 | 2.75 | 1000 | 449.9 | 0.1345 | 0 | 0.8807 | 0.0594
Kadmat | 2025-12-09 02:00 | 12 | 343 | 2 | 5.47 | 0 | 26.16 | 28.65 | 7 | 21.65 | 2.65 | 1000 | 444.4 | 0.1557 | 0 | 0.879 | 0.0573
Kadmat | 2025-12-09 03:00 | 12 | 343 | 3 | 5.59 | 0 | 26.12 | 28.65 | 7 | 21.65 | 2.78 | 1000 | 412.2 | 0.1667 | 0 | 0.8783 | 0.0601
Kadmat | 2025-12-09 04:00 | 12 | 343 | 4 | 5.85 | 0 | 26.34 | 28.65 | 7 | 21.65 | 2.96 | 1000 | 440.1 | 0.1928 | 0 | 0.8789 | 0.0639
Kadmat | 2025-12-09 05:00 | 12 | 343 | 5 | 5.68 | 0 | 26.56 | 28.67 | 7 | 21.67 | 2.92 | 1000 | 467.1 | 0.1759 | 0 | 0.8806 | 0.063
Kadmat | 2025-12-09 06:00 | 12 | 343 | 6 | 5.52 | 0 | 26.98 | 28.69 | 7 | 21.69 | 2.83 | 1000 | 550.4 | 0.1608 | 0 | 0.8834 | 0.0612
Kadmat | 2025-12-09 07:00 | 12 | 343 | 7 | 5.87 | 99.8 | 27.34 | 28.72 | 7 | 21.72 | 2.8 | 1000 | 598.2 | 0.1947 | 0.0893 | 0.887 | 0.0605
Kadmat | 2025-12-09 08:00 | 12 | 343 | 8 | 5.51 | 374.1 | 27.73 | 28.76 | 7 | 21.76 | 2.69 | 1000 | 650.5 | 0.1591 | 0.3274 | 0.8913 | 0.0581
Kadmat | 2025-12-09 09:00 | 12 | 343 | 9 | 5.09 | 475.5 | 28.12 | 28.8 | 7 | 21.8 | 2.61 | 1000 | 662.8 | 0.1248 | 0.4122 | 0.8958 | 0.0563
Kadmat | 2025-12-09 10:00 | 12 | 343 | 10 | 6.87 | 768.6 | 28.72 | 28.84 | 7 | 21.84 | 2.61 | 1000 | 672.7 | 0.3121 | 0.6494 | 0.9004 | 0.0564
Kadmat | 2025-12-09 11:00 | 12 | 343 | 11 | 6.41 | 753 | 29.12 | 28.87 | 7 | 21.87 | 2.97 | 1000 | 697.3 | 0.2541 | 0.636 | 0.9047 | 0.0642
Kadmat | 2025-12-09 12:00 | 12 | 343 | 12 | 6.91 | 755.6 | 29.25 | 28.9 | 7 | 21.9 | 2.95 | 1000 | 725.1 | 0.3181 | 0.6378 | 0.9083 | 0.0636
Kadmat | 2025-12-09 13:00 | 12 | 343 | 13 | 7.01 | 793.9 | 29.43 | 28.93 | 7 | 21.93 | 3.19 | 1000 | 711.6 | 0.3314 | 0.6675 | 0.9111 | 0.069
Kadmat | 2025-12-09 14:00 | 12 | 343 | 14 | 5.59 | 711.5 | 29.52 | 28.94 | 7 | 21.94 | 3.7 | 1000 | 667.4 | 0.1669 | 0.6021 | 0.9129 | 0.0799
Kadmat | 2025-12-09 15:00 | 12 | 343 | 15 | 5.48 | 501 | 29.44 | 28.95 | 7 | 21.95 | 3.7 | 1000 | 672.8 | 0.1565 | 0.4314 | 0.9134 | 0.0799
Kadmat | 2025-12-09 16:00 | 12 | 343 | 16 | 5.02 | 336.5 | 29.18 | 28.94 | 7 | 21.94 | 3.54 | 1000 | 685.6 | 0.1185 | 0.2938 | 0.9128 | 0.0765
Kadmat | 2025-12-09 17:00 | 12 | 343 | 17 | 5.04 | 126.2 | 28.78 | 28.92 | 7 | 21.92 | 4.4 | 1000 | 781.8 | 0.12 | 0.1122 | 0.911 | 0.095
Kadmat | 2025-12-09 18:00 | 12 | 343 | 18 | 5.2 | 0 | 28.4 | 28.9 | 7 | 21.9 | 4.73 | 1000 | 853.3 | 0.1339 | 0 | 0.9081 | 0.1021
Kadmat | 2025-12-09 19:00 | 12 | 343 | 19 | 6.57 | 0 | 27.8 | 28.87 | 7 | 21.87 | 4.75 | 1000 | 901.6 | 0.2743 | 0 | 0.9044 | 0.1027
Kadmat | 2025-12-09 20:00 | 12 | 343 | 20 | 5.56 | 0 | 27.24 | 28.83 | 7 | 21.83 | 5.27 | 1000 | 874.1 | 0.1644 | 0 | 0.9001 | 0.1139
Kadmat | 2025-12-09 21:00 | 12 | 343 | 21 | 3.66 | 0 | 26.77 | 28.79 | 7 | 21.79 | 5.52 | 1000 | 793.8 | 0.0346 | 0 | 0.8954 | 0.1192
Kadmat | 2025-12-09 22:00 | 12 | 343 | 22 | 2.46 | 0 | 26.44 | 28.75 | 7 | 21.75 | 6.04 | 1000 | 702.6 | 0 | 0 | 0.8908 | 0.1305
Kadmat | 2025-12-09 23:00 | 12 | 343 | 23 | 2.72 | 0 | 26.21 | 28.72 | 7 | 21.72 | 6.11 | 1000 | 581.7 | 0.0039 | 0 | 0.8865 | 0.132
Kadmat | 2025-12-10 00:00 | 12 | 344 | 0 | 2.41 | 0 | 25.75 | 28.69 | 7 | 21.69 | 6.67 | 1000 | 465.6 | 0 | 0 | 0.8828 | 0.144
Kadmat | 2025-12-10 01:00 | 12 | 344 | 1 | 1.55 | 0 | 25.58 | 28.66 | 7 | 21.66 | 6.43 | 1000 | 441.7 | 0 | 0 | 0.88 | 0.1388
Kadmat | 2025-12-10 02:00 | 12 | 344 | 2 | 1.75 | 0 | 25.53 | 28.65 | 7 | 21.65 | 5.05 | 1000 | 433.1 | 0 | 0 | 0.8782 | 0.1091
Kadmat | 2025-12-10 03:00 | 12 | 344 | 3 | 1.38 | 0 | 25.35 | 28.64 | 7 | 21.64 | 4.85 | 1000 | 442.2 | 0 | 0 | 0.8776 | 0.1047
Kadmat | 2025-12-10 04:00 | 12 | 344 | 4 | 1.65 | 0 | 25.45 | 28.65 | 7 | 21.65 | 4.74 | 1000 | 436.4 | 0 | 0 | 0.8781 | 0.1024
Kadmat | 2025-12-10 05:00 | 12 | 344 | 5 | 1.21 | 0 | 25.8 | 28.66 | 7 | 21.66 | 5.06 | 1000 | 466.7 | 0 | 0 | 0.8798 | 0.1092
Kadmat | 2025-12-10 06:00 | 12 | 344 | 6 | 1.72 | 0 | 25.95 | 28.68 | 7 | 21.68 | 5.41 | 1000 | 564.1 | 0 | 0 | 0.8826 | 0.1168
Kadmat | 2025-12-10 07:00 | 12 | 344 | 7 | 1.56 | 109 | 26.35 | 28.72 | 7 | 21.72 | 5.8 | 1000 | 596.6 | 0 | 0.0978 | 0.8863 | 0.1253
Kadmat | 2025-12-10 08:00 | 12 | 344 | 8 | 1.46 | 350.8 | 26.99 | 28.75 | 7 | 21.75 | 5.6 | 1000 | 639.3 | 0 | 0.3084 | 0.8905 | 0.1209
Kadmat | 2025-12-10 09:00 | 12 | 344 | 9 | 2.12 | 539 | 27.45 | 28.79 | 7 | 21.79 | 5.23 | 1000 | 673.1 | 0 | 0.4661 | 0.895 | 0.1129
Kadmat | 2025-12-10 10:00 | 12 | 344 | 10 | 3.07 | 694.7 | 27.9 | 28.83 | 7 | 21.83 | 5.52 | 1000 | 700.4 | 0.0114 | 0.5923 | 0.8996 | 0.1192
Kadmat | 2025-12-10 11:00 | 12 | 344 | 11 | 2.18 | 817.4 | 28.38 | 28.86 | 7 | 21.86 | 6 | 1000 | 690.5 | 0 | 0.6887 | 0.9039 | 0.1295
Kadmat | 2025-12-10 12:00 | 12 | 344 | 12 | 3.13 | 881.4 | 28.81 | 28.9 | 7 | 21.9 | 5.4 | 1000 | 695.5 | 0.0138 | 0.7376 | 0.9075 | 0.1167
Kadmat | 2025-12-10 13:00 | 12 | 344 | 13 | 2.46 | 837.5 | 29.17 | 28.92 | 7 | 21.92 | 5.58 | 1000 | 669.8 | 0 | 0.7024 | 0.9103 | 0.1206
Kadmat | 2025-12-10 14:00 | 12 | 344 | 14 | 3.1 | 779.7 | 29.36 | 28.93 | 7 | 21.93 | 5.69 | 1000 | 659.3 | 0.0127 | 0.6565 | 0.9121 | 0.123
Kadmat | 2025-12-10 15:00 | 12 | 344 | 15 | 3.12 | 529.1 | 29.59 | 28.94 | 7 | 21.94 | 6.31 | 1000 | 656 | 0.0132 | 0.4543 | 0.9127 | 0.1362
Kadmat | 2025-12-10 16:00 | 12 | 344 | 16 | 5.34 | 384.2 | 29.6 | 28.93 | 7 | 21.93 | 6.66 | 1000 | 699.5 | 0.1452 | 0.3337 | 0.912 | 0.1438
Kadmat | 2025-12-10 17:00 | 12 | 344 | 17 | 4.98 | 118.5 | 29.21 | 28.92 | 7 | 21.92 | 6.41 | 1000 | 779.5 | 0.1156 | 0.1052 | 0.9102 | 0.1385
Kadmat | 2025-12-10 18:00 | 12 | 344 | 18 | 3.2 | 0 | 28.75 | 28.89 | 7 | 21.89 | 6.72 | 1000 | 873.3 | 0.016 | 0 | 0.9073 | 0.1451
Kadmat | 2025-12-10 19:00 | 12 | 344 | 19 | 3.7 | 0 | 28.45 | 28.86 | 7 | 21.86 | 6.22 | 1000 | 882.7 | 0.0365 | 0 | 0.9036 | 0.1343
Kadmat | 2025-12-10 20:00 | 12 | 344 | 20 | 2.55 | 0 | 28.19 | 28.83 | 7 | 21.83 | 6.12 | 1000 | 854.6 | 0.0008 | 0 | 0.8993 | 0.1322
Kadmat | 2025-12-10 21:00 | 12 | 344 | 21 | 1.97 | 0 | 27.77 | 28.79 | 7 | 21.79 | 7.03 | 1000 | 836.6 | 0 | 0 | 0.8947 | 0.1519
Kadmat | 2025-12-10 22:00 | 12 | 344 | 22 | 2.26 | 0 | 27.21 | 28.75 | 7 | 21.75 | 7.12 | 1000 | 713.3 | 0 | 0 | 0.89 | 0.1539
Kadmat | 2025-12-10 23:00 | 12 | 344 | 23 | 1.65 | 0 | 26.77 | 28.71 | 7 | 21.71 | 6.77 | 1000 | 565 | 0 | 0 | 0.8857 | 0.1462
Kadmat | 2025-12-11 00:00 | 12 | 345 | 0 | 2.43 | 0 | 26.64 | 28.68 | 7 | 21.68 | 6.79 | 1000 | 482.1 | 0 | 0 | 0.882 | 0.1467
Kadmat | 2025-12-11 01:00 | 12 | 345 | 1 | 2.77 | 0 | 26.61 | 28.66 | 7 | 21.66 | 7.35 | 1000 | 466.8 | 0.0049 | 0 | 0.8792 | 0.1588
Kadmat | 2025-12-11 02:00 | 12 | 345 | 2 | 2.35 | 0 | 26.3 | 28.64 | 7 | 21.64 | 7.21 | 1000 | 471.3 | 0 | 0 | 0.8774 | 0.1558
Kadmat | 2025-12-11 03:00 | 12 | 345 | 3 | 1.71 | 0 | 26.44 | 28.64 | 7 | 21.64 | 7.11 | 1000 | 427 | 0 | 0 | 0.8768 | 0.1536
Kadmat | 2025-12-11 04:00 | 12 | 345 | 4 | 1.38 | 0 | 26.6 | 28.64 | 7 | 21.64 | 8 | 1000 | 439 | 0 | 0 | 0.8773 | 0.1729
Kadmat | 2025-12-11 05:00 | 12 | 345 | 5 | 1.87 | 0 | 26.6 | 28.65 | 7 | 21.65 | 7.45 | 1000 | 466.1 | 0 | 0 | 0.8791 | 0.1609
Kadmat | 2025-12-11 06:00 | 12 | 345 | 6 | 2.57 | 0 | 26.87 | 28.68 | 7 | 21.68 | 6.73 | 1000 | 542.5 | 0.0012 | 0 | 0.8819 | 0.1454
Kadmat | 2025-12-11 07:00 | 12 | 345 | 7 | 2.02 | 102.8 | 27.27 | 28.71 | 7 | 21.71 | 6.5 | 1000 | 558.4 | 0 | 0.0921 | 0.8855 | 0.1403
Kadmat | 2025-12-11 08:00 | 12 | 345 | 8 | 1.55 | 354.7 | 27.83 | 28.75 | 7 | 21.75 | 6.18 | 1000 | 613.7 | 0 | 0.3108 | 0.8897 | 0.1334
Kadmat | 2025-12-11 09:00 | 12 | 345 | 9 | 1.58 | 387.5 | 28.11 | 28.78 | 7 | 21.78 | 6.51 | 1000 | 691.6 | 0 | 0.3383 | 0.8943 | 0.1406
Kadmat | 2025-12-11 10:00 | 12 | 345 | 10 | 1.5 | 576.3 | 28.49 | 28.82 | 7 | 21.82 | 6.26 | 1000 | 654 | 0 | 0.4949 | 0.8988 | 0.1352
Kadmat | 2025-12-11 11:00 | 12 | 345 | 11 | 1.05 | 613.9 | 29.01 | 28.86 | 7 | 21.86 | 5.75 | 1000 | 714.9 | 0 | 0.5247 | 0.9031 | 0.1242
Kadmat | 2025-12-11 12:00 | 12 | 345 | 12 | 1.26 | 718.4 | 29.36 | 28.89 | 7 | 21.89 | 5.17 | 1000 | 675.3 | 0 | 0.608 | 0.9068 | 0.1116
Kadmat | 2025-12-11 13:00 | 12 | 345 | 13 | 1.01 | 812.1 | 29.58 | 28.91 | 7 | 21.91 | 4.66 | 1000 | 688.1 | 0 | 0.6815 | 0.9096 | 0.1007
Kadmat | 2025-12-11 14:00 | 12 | 345 | 14 | 1.44 | 708.5 | 29.67 | 28.93 | 7 | 21.93 | 4.95 | 1000 | 688 | 0 | 0.5994 | 0.9113 | 0.1068
Kadmat | 2025-12-11 15:00 | 12 | 345 | 15 | 1.08 | 515.2 | 29.8 | 28.93 | 7 | 21.93 | 5.01 | 1000 | 653.6 | 0 | 0.4425 | 0.9119 | 0.1081
Kadmat | 2025-12-11 16:00 | 12 | 345 | 16 | 1.15 | 343.8 | 29.7 | 28.93 | 7 | 21.93 | 5.59 | 1000 | 681.4 | 0 | 0.2994 | 0.9112 | 0.1207
Kadmat | 2025-12-11 17:00 | 12 | 345 | 17 | 1.06 | 99 | 29.49 | 28.91 | 7 | 21.91 | 5.72 | 1000 | 748.2 | 0 | 0.088 | 0.9094 | 0.1235
Kadmat | 2025-12-11 18:00 | 12 | 345 | 18 | 2.07 | 0 | 28.97 | 28.89 | 7 | 21.89 | 5.52 | 1000 | 873.7 | 0 | 0 | 0.9066 | 0.1193
Kadmat | 2025-12-11 19:00 | 12 | 345 | 19 | 1.76 | 0 | 28.65 | 28.86 | 7 | 21.86 | 5.58 | 1000 | 854.2 | 0 | 0 | 0.9028 | 0.1206
Kadmat | 2025-12-11 20:00 | 12 | 345 | 20 | 1.27 | 0 | 28.22 | 28.82 | 7 | 21.82 | 5.68 | 1000 | 882.1 | 0 | 0 | 0.8985 | 0.1226
Kadmat | 2025-12-11 21:00 | 12 | 345 | 21 | 1.64 | 0 | 27.65 | 28.78 | 7 | 21.78 | 5.78 | 1000 | 779.4 | 0 | 0 | 0.8939 | 0.1248
Kadmat | 2025-12-11 22:00 | 12 | 345 | 22 | 1.46 | 0 | 27.18 | 28.74 | 7 | 21.74 | 6.08 | 1000 | 675.2 | 0 | 0 | 0.8893 | 0.1314
Kadmat | 2025-12-11 23:00 | 12 | 345 | 23 | 1.36 | 0 | 26.49 | 28.7 | 7 | 21.7 | 6.24 | 1000 | 544.6 | 0 | 0 | 0.885 | 0.1347
Kadmat | 2025-12-12 00:00 | 12 | 346 | 0 | 2.1 | 0 | 26.1 | 28.67 | 7 | 21.67 | 6.28 | 1000 | 491.9 | 0 | 0 | 0.8813 | 0.1356
Kadmat | 2025-12-12 01:00 | 12 | 346 | 1 | 1.07 | 0 | 26.05 | 28.65 | 7 | 21.65 | 6.18 | 1000 | 459.9 | 0 | 0 | 0.8784 | 0.1335
Kadmat | 2025-12-12 02:00 | 12 | 346 | 2 | 0.62 | 0 | 25.93 | 28.63 | 7 | 21.63 | 6.29 | 1000 | 427.6 | 0 | 0 | 0.8766 | 0.1359
Kadmat | 2025-12-12 03:00 | 12 | 346 | 3 | 0.94 | 0 | 25.9 | 28.63 | 7 | 21.63 | 5.89 | 1000 | 414.5 | 0 | 0 | 0.876 | 0.1273
Kadmat | 2025-12-12 04:00 | 12 | 346 | 4 | 0.96 | 0 | 26.13 | 28.63 | 7 | 21.63 | 6.21 | 1000 | 450.8 | 0 | 0 | 0.8766 | 0.134
Kadmat | 2025-12-12 05:00 | 12 | 346 | 5 | 0.56 | 0 | 26.59 | 28.65 | 7 | 21.65 | 6.42 | 1000 | 473.7 | 0 | 0 | 0.8783 | 0.1387
Kadmat | 2025-12-12 06:00 | 12 | 346 | 6 | 0.63 | 0 | 26.87 | 28.67 | 7 | 21.67 | 6.42 | 1000 | 546.1 | 0 | 0 | 0.8811 | 0.1388
Kadmat | 2025-12-12 07:00 | 12 | 346 | 7 | 0.61 | 101 | 27.17 | 28.7 | 7 | 21.7 | 6.62 | 1000 | 555.2 | 0 | 0.0905 | 0.8847 | 0.1431
Kadmat | 2025-12-12 08:00 | 12 | 346 | 8 | 1.3 | 317.8 | 27.52 | 28.74 | 7 | 21.74 | 6.84 | 1000 | 634.2 | 0 | 0.2796 | 0.8889 | 0.1478
Kadmat | 2025-12-12 09:00 | 12 | 346 | 9 | 1.92 | 590 | 28.05 | 28.78 | 7 | 21.78 | 6.96 | 1000 | 642.3 | 0 | 0.507 | 0.8935 | 0.1504
Kadmat | 2025-12-12 10:00 | 12 | 346 | 10 | 3.2 | 692.9 | 28.28 | 28.82 | 7 | 21.82 | 6.82 | 1000 | 701.6 | 0.0163 | 0.59 | 0.8981 | 0.1474
Kadmat | 2025-12-12 11:00 | 12 | 346 | 11 | 3.19 | 874 | 28.63 | 28.85 | 7 | 21.85 | 6.7 | 1000 | 690.4 | 0.0157 | 0.7324 | 0.9023 | 0.1447
Kadmat | 2025-12-12 12:00 | 12 | 346 | 12 | 4.09 | 914.9 | 28.76 | 28.88 | 7 | 21.88 | 7 | 1000 | 673.3 | 0.0559 | 0.7636 | 0.906 | 0.1512
Kadmat | 2025-12-12 13:00 | 12 | 346 | 13 | 3.73 | 877.3 | 29.04 | 28.91 | 7 | 21.91 | 7.17 | 1000 | 657.9 | 0.0379 | 0.7338 | 0.9088 | 0.1549
Kadmat | 2025-12-12 14:00 | 12 | 346 | 14 | 2.92 | 758.8 | 29.15 | 28.92 | 7 | 21.92 | 7.39 | 1000 | 673.8 | 0.0076 | 0.6406 | 0.9105 | 0.1596
Kadmat | 2025-12-12 15:00 | 12 | 346 | 15 | 3.36 | 614.2 | 29.06 | 28.93 | 7 | 21.93 | 6.74 | 1000 | 652 | 0.0219 | 0.5248 | 0.9111 | 0.1455
Kadmat | 2025-12-12 16:00 | 12 | 346 | 16 | 3.54 | 378.9 | 28.98 | 28.92 | 7 | 21.92 | 6.77 | 1000 | 747.4 | 0.0291 | 0.33 | 0.9105 | 0.1463
Kadmat | 2025-12-12 17:00 | 12 | 346 | 17 | 2.86 | 140.2 | 28.83 | 28.9 | 7 | 21.9 | 7.33 | 1000 | 757.3 | 0.0065 | 0.1244 | 0.9086 | 0.1583
Kadmat | 2025-12-12 18:00 | 12 | 346 | 18 | 2.82 | 0 | 28.64 | 28.88 | 7 | 21.88 | 7.26 | 1000 | 843.4 | 0.0057 | 0 | 0.9058 | 0.1569
Kadmat | 2025-12-12 19:00 | 12 | 346 | 19 | 2.4 | 0 | 28.37 | 28.85 | 7 | 21.85 | 8.06 | 1000 | 885 | 0 | 0 | 0.9021 | 0.174
Kadmat | 2025-12-12 20:00 | 12 | 346 | 20 | 3.12 | 0 | 27.98 | 28.81 | 7 | 21.81 | 8.09 | 1000 | 925.6 | 0.0135 | 0 | 0.8977 | 0.1746
Kadmat | 2025-12-12 21:00 | 12 | 346 | 21 | 4.1 | 0 | 27.51 | 28.77 | 7 | 21.77 | 7.48 | 1000 | 785.1 | 0.0564 | 0 | 0.8931 | 0.1616
Kadmat | 2025-12-12 22:00 | 12 | 346 | 22 | 5.71 | 0 | 27.23 | 28.73 | 7 | 21.73 | 8.01 | 1000 | 687.4 | 0.1786 | 0 | 0.8885 | 0.173
Kadmat | 2025-12-12 23:00 | 12 | 346 | 23 | 5.83 | 0 | 26.89 | 28.7 | 7 | 21.7 | 8.84 | 1000 | 593.6 | 0.1908 | 0 | 0.8842 | 0.191
Kadmat | 2025-12-13 00:00 | 12 | 347 | 0 | 4.98 | 0 | 26.68 | 28.67 | 7 | 21.67 | 9.18 | 1000 | 466.4 | 0.1153 | 0 | 0.8805 | 0.1983
Kadmat | 2025-12-13 01:00 | 12 | 347 | 1 | 4.13 | 0 | 26.46 | 28.64 | 7 | 21.64 | 7.96 | 1000 | 456.9 | 0.0582 | 0 | 0.8777 | 0.1719
Kadmat | 2025-12-13 02:00 | 12 | 347 | 2 | 4.27 | 0 | 26.28 | 28.63 | 7 | 21.63 | 7.42 | 1000 | 464.9 | 0.0667 | 0 | 0.8759 | 0.1602
Kadmat | 2025-12-13 03:00 | 12 | 347 | 3 | 4 | 0 | 26.3 | 28.62 | 7 | 21.62 | 7.6 | 1000 | 413.5 | 0.0507 | 0 | 0.8752 | 0.1642
Kadmat | 2025-12-13 04:00 | 12 | 347 | 4 | 3.97 | 0 | 26.36 | 28.63 | 7 | 21.63 | 7.7 | 1000 | 437.6 | 0.0492 | 0 | 0.8758 | 0.1662
Kadmat | 2025-12-13 05:00 | 12 | 347 | 5 | 5.61 | 0 | 26.34 | 28.64 | 7 | 21.64 | 6.93 | 1000 | 482.8 | 0.1687 | 0 | 0.8775 | 0.1496
Kadmat | 2025-12-13 06:00 | 12 | 347 | 6 | 4.2 | 0 | 26.86 | 28.67 | 7 | 21.67 | 7.39 | 1000 | 527.2 | 0.0624 | 0 | 0.8803 | 0.1595
Kadmat | 2025-12-13 07:00 | 12 | 347 | 7 | 3.59 | 92.3 | 27.17 | 28.7 | 7 | 21.7 | 7.04 | 1000 | 580.3 | 0.0311 | 0.0828 | 0.8839 | 0.1521
Kadmat | 2025-12-13 08:00 | 12 | 347 | 8 | 3.82 | 264.1 | 27.8 | 28.73 | 7 | 21.73 | 7.69 | 1000 | 601.3 | 0.042 | 0.233 | 0.8882 | 0.1661
Kadmat | 2025-12-13 09:00 | 12 | 347 | 9 | 2.46 | 477.8 | 28.15 | 28.77 | 7 | 21.77 | 6.73 | 1000 | 635.2 | 0 | 0.4141 | 0.8927 | 0.1454
Kadmat | 2025-12-13 10:00 | 12 | 347 | 10 | 2.24 | 687.9 | 28.66 | 28.81 | 7 | 21.81 | 7.11 | 1000 | 622.2 | 0 | 0.5852 | 0.8973 | 0.1536
Kadmat | 2025-12-13 11:00 | 12 | 347 | 11 | 2.83 | 752.1 | 29.01 | 28.84 | 7 | 21.84 | 6.55 | 1000 | 685.4 | 0.0059 | 0.6356 | 0.9015 | 0.1415
Kadmat | 2025-12-13 12:00 | 12 | 347 | 12 | 2.28 | 829.2 | 29.2 | 28.88 | 7 | 21.88 | 6.46 | 1000 | 694.8 | 0 | 0.6958 | 0.9052 | 0.1396
Kadmat | 2025-12-13 13:00 | 12 | 347 | 13 | 2.25 | 667.2 | 29.15 | 28.9 | 7 | 21.9 | 6.93 | 1000 | 690.6 | 0 | 0.5674 | 0.908 | 0.1498
Kadmat | 2025-12-13 14:00 | 12 | 347 | 14 | 1.77 | 674.1 | 29.15 | 28.91 | 7 | 21.91 | 6.8 | 1000 | 658.1 | 0 | 0.573 | 0.9097 | 0.147
Kadmat | 2025-12-13 15:00 | 12 | 347 | 15 | 2.96 | 509.2 | 29.19 | 28.92 | 7 | 21.92 | 6.57 | 1000 | 644.6 | 0.0082 | 0.4385 | 0.9103 | 0.1419
Kadmat | 2025-12-13 16:00 | 12 | 347 | 16 | 2.46 | 385.6 | 28.91 | 28.91 | 7 | 21.91 | 6.89 | 1000 | 744.2 | 0 | 0.3357 | 0.9097 | 0.1488
Kadmat | 2025-12-13 17:00 | 12 | 347 | 17 | 1.31 | 125.9 | 28.8 | 28.9 | 7 | 21.9 | 6.53 | 1000 | 749 | 0 | 0.1119 | 0.9079 | 0.141
Kadmat | 2025-12-13 18:00 | 12 | 347 | 18 | 1.38 | 0 | 28.48 | 28.87 | 7 | 21.87 | 6.53 | 1000 | 872.6 | 0 | 0 | 0.905 | 0.141
Kadmat | 2025-12-13 19:00 | 12 | 347 | 19 | 2.13 | 0 | 28.04 | 28.84 | 7 | 21.84 | 6.6 | 1000 | 894.7 | 0 | 0 | 0.9013 | 0.1425
Kadmat | 2025-12-13 20:00 | 12 | 347 | 20 | 2.64 | 0 | 27.52 | 28.81 | 7 | 21.81 | 6.68 | 1000 | 843.2 | 0.0026 | 0 | 0.897 | 0.1443
Kadmat | 2025-12-13 21:00 | 12 | 347 | 21 | 3.63 | 0 | 27.15 | 28.77 | 7 | 21.77 | 6.56 | 1000 | 769.2 | 0.033 | 0 | 0.8923 | 0.1418
Kadmat | 2025-12-13 22:00 | 12 | 347 | 22 | 3.29 | 0 | 26.75 | 28.73 | 7 | 21.73 | 6.2 | 1000 | 687.9 | 0.0196 | 0 | 0.8877 | 0.134
Kadmat | 2025-12-13 23:00 | 12 | 347 | 23 | 4.11 | 0 | 26.24 | 28.69 | 7 | 21.69 | 6.25 | 1000 | 555.4 | 0.0574 | 0 | 0.8834 | 0.135
Kadmat | 2025-12-14 00:00 | 12 | 348 | 0 | 3.41 | 0 | 25.95 | 28.66 | 7 | 21.66 | 6.52 | 1000 | 470.8 | 0.0236 | 0 | 0.8797 | 0.1409
Kadmat | 2025-12-14 01:00 | 12 | 348 | 1 | 2.52 | 0 | 25.94 | 28.64 | 7 | 21.64 | 6.68 | 1000 | 465.7 | 0.0004 | 0 | 0.8769 | 0.1442
Kadmat | 2025-12-14 02:00 | 12 | 348 | 2 | 1.55 | 0 | 25.99 | 28.62 | 7 | 21.62 | 6.85 | 1000 | 449.2 | 0 | 0 | 0.8751 | 0.1479
Kadmat | 2025-12-14 03:00 | 12 | 348 | 3 | 1.56 | 0 | 26.21 | 28.62 | 7 | 21.62 | 6.24 | 1000 | 436.6 | 0 | 0 | 0.8745 | 0.1348
Kadmat | 2025-12-14 04:00 | 12 | 348 | 4 | 1.52 | 0 | 26.36 | 28.62 | 7 | 21.62 | 6.45 | 1000 | 427.8 | 0 | 0 | 0.875 | 0.1394
Kadmat | 2025-12-14 05:00 | 12 | 348 | 5 | 1.39 | 0 | 26.64 | 28.64 | 7 | 21.64 | 6.14 | 1000 | 493.1 | 0 | 0 | 0.8768 | 0.1326
Kadmat | 2025-12-14 06:00 | 12 | 348 | 6 | 1.46 | 0 | 27.2 | 28.66 | 7 | 21.66 | 5.82 | 1000 | 526.3 | 0 | 0 | 0.8795 | 0.1257
Kadmat | 2025-12-14 07:00 | 12 | 348 | 7 | 1.07 | 84.3 | 27.69 | 28.69 | 7 | 21.69 | 6.01 | 1000 | 595.8 | 0 | 0.0754 | 0.8832 | 0.1298
Kadmat | 2025-12-14 08:00 | 12 | 348 | 8 | 1.17 | 325.8 | 28.12 | 28.73 | 7 | 21.73 | 5.28 | 1000 | 612.7 | 0 | 0.2858 | 0.8874 | 0.1141
Kadmat | 2025-12-14 09:00 | 12 | 348 | 9 | 1.2 | 533.1 | 28.61 | 28.76 | 7 | 21.76 | 6.34 | 1000 | 627 | 0 | 0.4592 | 0.8919 | 0.1369
Kadmat | 2025-12-14 10:00 | 12 | 348 | 10 | 1.38 | 630.3 | 29.05 | 28.8 | 7 | 21.8 | 6.22 | 1000 | 683.2 | 0 | 0.5378 | 0.8965 | 0.1343
Kadmat | 2025-12-14 11:00 | 12 | 348 | 11 | 1.22 | 742.2 | 29.5 | 28.84 | 7 | 21.84 | 6.54 | 1000 | 706.5 | 0 | 0.6266 | 0.9008 | 0.1414
Kadmat | 2025-12-14 12:00 | 12 | 348 | 12 | 1.48 | 644.9 | 29.7 | 28.87 | 7 | 21.87 | 5.99 | 1000 | 700.6 | 0 | 0.5483 | 0.9044 | 0.1295
Kadmat | 2025-12-14 13:00 | 12 | 348 | 13 | 1.54 | 794.7 | 29.76 | 28.89 | 7 | 21.89 | 6.51 | 1000 | 730 | 0 | 0.6674 | 0.9072 | 0.1407
Kadmat | 2025-12-14 14:00 | 12 | 348 | 14 | 1.63 | 618 | 29.75 | 28.91 | 7 | 21.91 | 6.31 | 1000 | 674.3 | 0 | 0.5265 | 0.909 | 0.1363
Kadmat | 2025-12-14 15:00 | 12 | 348 | 15 | 2.42 | 531.2 | 29.68 | 28.91 | 7 | 21.91 | 5.84 | 1000 | 674.3 | 0 | 0.4558 | 0.9095 | 0.126
Kadmat | 2025-12-14 16:00 | 12 | 348 | 16 | 2.14 | 327.7 | 29.36 | 28.91 | 7 | 21.91 | 5.1 | 1000 | 679.1 | 0 | 0.2861 | 0.9089 | 0.1102
Kadmat | 2025-12-14 17:00 | 12 | 348 | 17 | 1.63 | 135.3 | 29.32 | 28.89 | 7 | 21.89 | 5.6 | 1000 | 741.4 | 0 | 0.12 | 0.9071 | 0.1209
Kadmat | 2025-12-14 18:00 | 12 | 348 | 18 | 0.9 | 0 | 28.9 | 28.87 | 7 | 21.87 | 5.41 | 1000 | 821 | 0 | 0 | 0.9042 | 0.1169
Kadmat | 2025-12-14 19:00 | 12 | 348 | 19 | 1.82 | 0 | 28.4 | 28.84 | 7 | 21.84 | 6.08 | 1000 | 888.3 | 0 | 0 | 0.9005 | 0.1313
Kadmat | 2025-12-14 20:00 | 12 | 348 | 20 | 2.54 | 0 | 28.04 | 28.8 | 7 | 21.8 | 6.29 | 1000 | 860.8 | 0.0007 | 0 | 0.8962 | 0.1358
Kadmat | 2025-12-14 21:00 | 12 | 348 | 21 | 2.54 | 0 | 27.42 | 28.76 | 7 | 21.76 | 6.3 | 1000 | 804.9 | 0.0007 | 0 | 0.8916 | 0.1361
Kadmat | 2025-12-14 22:00 | 12 | 348 | 22 | 2.12 | 0 | 27.25 | 28.72 | 7 | 21.72 | 6.39 | 1000 | 694.8 | 0 | 0 | 0.8869 | 0.138
Kadmat | 2025-12-14 23:00 | 12 | 348 | 23 | 2.52 | 0 | 27.17 | 28.69 | 7 | 21.69 | 6.55 | 1000 | 574 | 0.0004 | 0 | 0.8826 | 0.1416
Kadmat | 2025-12-15 00:00 | 12 | 349 | 0 | 2.74 | 0 | 26.87 | 28.65 | 7 | 21.65 | 5.88 | 1000 | 500.5 | 0.0044 | 0 | 0.879 | 0.1271
Kadmat | 2025-12-15 01:00 | 12 | 349 | 1 | 2.71 | 0 | 26.83 | 28.63 | 7 | 21.63 | 5.64 | 1000 | 462.5 | 0.0038 | 0 | 0.8761 | 0.1218
Kadmat | 2025-12-15 02:00 | 12 | 349 | 2 | 2.53 | 0 | 26.7 | 28.61 | 7 | 21.61 | 4.82 | 1000 | 429.3 | 0.0006 | 0 | 0.8743 | 0.1041
Kadmat | 2025-12-15 03:00 | 12 | 349 | 3 | 2.13 | 0 | 26.62 | 28.61 | 7 | 21.61 | 5.07 | 1000 | 412.1 | 0 | 0 | 0.8737 | 0.1094
Kadmat | 2025-12-15 04:00 | 12 | 349 | 4 | 2.81 | 0 | 26.58 | 28.61 | 7 | 21.61 | 4.56 | 1000 | 437.6 | 0.0057 | 0 | 0.8743 | 0.0986
Kadmat | 2025-12-15 05:00 | 12 | 349 | 5 | 2.15 | 0 | 26.64 | 28.63 | 7 | 21.63 | 4.89 | 1000 | 490.7 | 0 | 0 | 0.876 | 0.1056
Kadmat | 2025-12-15 06:00 | 12 | 349 | 6 | 1.53 | 0 | 26.99 | 28.65 | 7 | 21.65 | 4.99 | 1000 | 502.5 | 0 | 0 | 0.8788 | 0.1078
Kadmat | 2025-12-15 07:00 | 12 | 349 | 7 | 1.3 | 89.7 | 27.36 | 28.68 | 7 | 21.68 | 4.7 | 1000 | 584.4 | 0 | 0.0804 | 0.8824 | 0.1015
Kadmat | 2025-12-15 08:00 | 12 | 349 | 8 | 1.86 | 336.1 | 27.94 | 28.72 | 7 | 21.72 | 4.7 | 1000 | 625.2 | 0 | 0.2948 | 0.8866 | 0.1015
Kadmat | 2025-12-15 09:00 | 12 | 349 | 9 | 2.6 | 566 | 28 | 28.76 | 7 | 21.76 | 5.12 | 1000 | 656.7 | 0.0018 | 0.4873 | 0.8912 | 0.1106
Kadmat | 2025-12-15 10:00 | 12 | 349 | 10 | 2.69 | 651.1 | 28.61 | 28.8 | 7 | 21.8 | 5.34 | 1000 | 689.8 | 0.0035 | 0.5556 | 0.8957 | 0.1154
Kadmat | 2025-12-15 11:00 | 12 | 349 | 11 | 2.72 | 826 | 28.79 | 28.83 | 7 | 21.83 | 4.92 | 1000 | 737.3 | 0.0039 | 0.6944 | 0.9 | 0.1063
Kadmat | 2025-12-15 12:00 | 12 | 349 | 12 | 4.83 | 903.6 | 28.95 | 28.86 | 7 | 21.86 | 5.69 | 1000 | 689.4 | 0.1047 | 0.7544 | 0.9036 | 0.1229
Kadmat | 2025-12-15 13:00 | 12 | 349 | 13 | 6.56 | 844 | 29.06 | 28.89 | 7 | 21.89 | 5.61 | 1000 | 694.8 | 0.2724 | 0.7078 | 0.9064 | 0.1211
Kadmat | 2025-12-15 14:00 | 12 | 349 | 14 | 4.52 | 733.4 | 29.37 | 28.9 | 7 | 21.9 | 5.75 | 1000 | 662.3 | 0.0823 | 0.6199 | 0.9082 | 0.1242
Kadmat | 2025-12-15 15:00 | 12 | 349 | 15 | 4 | 582.2 | 29.42 | 28.91 | 7 | 21.91 | 5.2 | 1000 | 660.6 | 0.0506 | 0.498 | 0.9088 | 0.1122
Kadmat | 2025-12-15 16:00 | 12 | 349 | 16 | 2.6 | 335.9 | 29.2 | 28.9 | 7 | 21.9 | 5.39 | 1000 | 687.5 | 0.0018 | 0.2933 | 0.9081 | 0.1164
Kadmat | 2025-12-15 17:00 | 12 | 349 | 17 | 3.03 | 128.5 | 29.07 | 28.89 | 7 | 21.89 | 5.21 | 1000 | 777.9 | 0.0101 | 0.1141 | 0.9063 | 0.1125
Kadmat | 2025-12-15 18:00 | 12 | 349 | 18 | 3.18 | 0 | 28.67 | 28.86 | 7 | 21.86 | 5.28 | 1000 | 866.2 | 0.0156 | 0 | 0.9034 | 0.1141
Kadmat | 2025-12-15 19:00 | 12 | 349 | 19 | 3.51 | 0 | 28.34 | 28.83 | 7 | 21.83 | 4.98 | 1000 | 870 | 0.0272 | 0 | 0.8997 | 0.1075
Kadmat | 2025-12-15 20:00 | 12 | 349 | 20 | 3.15 | 0 | 28.11 | 28.79 | 7 | 21.79 | 4.99 | 1000 | 859.5 | 0.0143 | 0 | 0.8954 | 0.1078
Kadmat | 2025-12-15 21:00 | 12 | 349 | 21 | 3.57 | 0 | 27.67 | 28.75 | 7 | 21.75 | 5.11 | 1000 | 767.6 | 0.0301 | 0 | 0.8908 | 0.1103
Kadmat | 2025-12-15 22:00 | 12 | 349 | 22 | 3.5 | 0 | 27.38 | 28.72 | 7 | 21.72 | 4.84 | 1000 | 709.2 | 0.027 | 0 | 0.8862 | 0.1046
Kadmat | 2025-12-15 23:00 | 12 | 349 | 23 | 2.35 | 0 | 26.92 | 28.68 | 7 | 21.68 | 4.89 | 1000 | 560.2 | 0 | 0 | 0.8819 | 0.1057
Kadmat | 2025-12-16 00:00 | 12 | 350 | 0 | 1.92 | 0 | 26.54 | 28.65 | 7 | 21.65 | 4.86 | 1000 | 473.9 | 0 | 0 | 0.8782 | 0.1049
Kadmat | 2025-12-16 01:00 | 12 | 350 | 1 | 1.28 | 0 | 26.37 | 28.62 | 7 | 21.62 | 5.15 | 1000 | 462 | 0 | 0 | 0.8754 | 0.1113
Kadmat | 2025-12-16 02:00 | 12 | 350 | 2 | 1.06 | 0 | 26.29 | 28.61 | 7 | 21.61 | 5.24 | 1000 | 421.9 | 0 | 0 | 0.8736 | 0.1133
Kadmat | 2025-12-16 03:00 | 12 | 350 | 3 | 1.43 | 0 | 26.28 | 28.6 | 7 | 21.6 | 5.99 | 1000 | 422.2 | 0 | 0 | 0.8729 | 0.1295
Kadmat | 2025-12-16 04:00 | 12 | 350 | 4 | 0.65 | 0 | 26.53 | 28.61 | 7 | 21.61 | 6.42 | 1000 | 433.7 | 0 | 0 | 0.8735 | 0.1388
Kadmat | 2025-12-16 05:00 | 12 | 350 | 5 | 0.9 | 0 | 26.65 | 28.62 | 7 | 21.62 | 5.73 | 1000 | 460.5 | 0 | 0 | 0.8752 | 0.1237
Kadmat | 2025-12-16 06:00 | 12 | 350 | 6 | 0.6 | 0 | 26.92 | 28.65 | 7 | 21.65 | 5.27 | 1000 | 537.7 | 0 | 0 | 0.878 | 0.1138
Kadmat | 2025-12-16 07:00 | 12 | 350 | 7 | 0.76 | 104.7 | 27.53 | 28.68 | 7 | 21.68 | 5.67 | 1000 | 596.2 | 0 | 0.0936 | 0.8816 | 0.1224
Kadmat | 2025-12-16 08:00 | 12 | 350 | 8 | 0.84 | 345.2 | 27.83 | 28.71 | 7 | 21.71 | 6.08 | 1000 | 635.5 | 0 | 0.3027 | 0.8858 | 0.1313
Kadmat | 2025-12-16 09:00 | 12 | 350 | 9 | 0.34 | 572.9 | 28.19 | 28.75 | 7 | 21.75 | 5.92 | 1000 | 652.9 | 0 | 0.4927 | 0.8904 | 0.128
Kadmat | 2025-12-16 10:00 | 12 | 350 | 10 | 0.6 | 597.1 | 28.48 | 28.79 | 7 | 21.79 | 6.01 | 1000 | 715.4 | 0 | 0.5119 | 0.895 | 0.1298
Kadmat | 2025-12-16 11:00 | 12 | 350 | 11 | 0.65 | 838.7 | 28.92 | 28.83 | 7 | 21.83 | 5.78 | 1000 | 675.4 | 0 | 0.704 | 0.8992 | 0.1249
Kadmat | 2025-12-16 12:00 | 12 | 350 | 12 | 0.79 | 820.2 | 29.4 | 28.86 | 7 | 21.86 | 5.44 | 1000 | 738.6 | 0 | 0.6882 | 0.9029 | 0.1174
Kadmat | 2025-12-16 13:00 | 12 | 350 | 13 | 1.02 | 758.1 | 29.52 | 28.88 | 7 | 21.88 | 4.95 | 1000 | 683.4 | 0 | 0.6391 | 0.9057 | 0.107
Kadmat | 2025-12-16 14:00 | 12 | 350 | 14 | 1 | 782.4 | 29.69 | 28.89 | 7 | 21.89 | 4.85 | 1000 | 670.8 | 0 | 0.6579 | 0.9074 | 0.1048
Kadmat | 2025-12-16 15:00 | 12 | 350 | 15 | 0.99 | 484.7 | 29.44 | 28.9 | 7 | 21.9 | 4.49 | 1000 | 648.6 | 0 | 0.4178 | 0.908 | 0.0969
Kadmat | 2025-12-16 16:00 | 12 | 350 | 16 | 1.93 | 360.3 | 29.47 | 28.89 | 7 | 21.89 | 4.53 | 1000 | 710.2 | 0 | 0.3136 | 0.9073 | 0.0978
Kadmat | 2025-12-16 17:00 | 12 | 350 | 17 | 2.37 | 147.6 | 29.19 | 28.88 | 7 | 21.88 | 4.71 | 1000 | 786.9 | 0 | 0.1308 | 0.9055 | 0.1018
Kadmat | 2025-12-16 18:00 | 12 | 350 | 18 | 1.76 | 0 | 28.74 | 28.85 | 7 | 21.85 | 4.25 | 1000 | 835.6 | 0 | 0 | 0.9027 | 0.0919
Kadmat | 2025-12-16 19:00 | 12 | 350 | 19 | 1.94 | 0 | 28.46 | 28.82 | 7 | 21.82 | 4.17 | 1000 | 824.8 | 0 | 0 | 0.899 | 0.0902
Kadmat | 2025-12-16 20:00 | 12 | 350 | 20 | 1.55 | 0 | 28.13 | 28.79 | 7 | 21.79 | 4.45 | 1000 | 836.5 | 0 | 0 | 0.8946 | 0.0961
Kadmat | 2025-12-16 21:00 | 12 | 350 | 21 | 1.34 | 0 | 27.6 | 28.75 | 7 | 21.75 | 4.38 | 1000 | 818.6 | 0 | 0 | 0.89 | 0.0946
Kadmat | 2025-12-16 22:00 | 12 | 350 | 22 | 1.81 | 0 | 27.29 | 28.71 | 7 | 21.71 | 4.87 | 1000 | 662.8 | 0 | 0 | 0.8854 | 0.1052
Kadmat | 2025-12-16 23:00 | 12 | 350 | 23 | 1.34 | 0 | 26.96 | 28.67 | 7 | 21.67 | 5.56 | 1000 | 557.5 | 0 | 0 | 0.8811 | 0.1201
Kadmat | 2025-12-17 00:00 | 12 | 351 | 0 | 1.38 | 0 | 26.77 | 28.64 | 7 | 21.64 | 5.88 | 1000 | 486.8 | 0 | 0 | 0.8774 | 0.1271
Kadmat | 2025-12-17 01:00 | 12 | 351 | 1 | 1.58 | 0 | 26.55 | 28.62 | 7 | 21.62 | 5.78 | 1000 | 458.7 | 0 | 0 | 0.8746 | 0.1249
Kadmat | 2025-12-17 02:00 | 12 | 351 | 2 | 0.84 | 0 | 26.48 | 28.6 | 7 | 21.6 | 5.49 | 1000 | 404.1 | 0 | 0 | 0.8728 | 0.1185
Kadmat | 2025-12-17 03:00 | 12 | 351 | 3 | 0.65 | 0 | 26.25 | 28.6 | 7 | 21.6 | 5.38 | 1000 | 420.8 | 0 | 0 | 0.8722 | 0.1162
Kadmat | 2025-12-17 04:00 | 12 | 351 | 4 | 0.72 | 0 | 26.5 | 28.6 | 7 | 21.6 | 4.62 | 1000 | 447.2 | 0 | 0 | 0.8727 | 0.0998
Kadmat | 2025-12-17 05:00 | 12 | 351 | 5 | 1.16 | 0 | 26.75 | 28.62 | 7 | 21.62 | 4.44 | 1000 | 475.5 | 0 | 0 | 0.8745 | 0.0958
Kadmat | 2025-12-17 06:00 | 12 | 351 | 6 | 1.27 | 0 | 27.05 | 28.64 | 7 | 21.64 | 3.81 | 1000 | 539.1 | 0 | 0 | 0.8772 | 0.0824
Kadmat | 2025-12-17 07:00 | 12 | 351 | 7 | 1.38 | 87.2 | 27.3 | 28.67 | 7 | 21.67 | 3.91 | 1000 | 560.7 | 0 | 0.0781 | 0.8809 | 0.0845
Kadmat | 2025-12-17 08:00 | 12 | 351 | 8 | 1.27 | 325.6 | 27.94 | 28.71 | 7 | 21.71 | 3.86 | 1000 | 654.6 | 0 | 0.2858 | 0.8851 | 0.0833
Kadmat | 2025-12-17 09:00 | 12 | 351 | 9 | 1.62 | 551.3 | 28.39 | 28.74 | 7 | 21.74 | 4.23 | 1000 | 713.5 | 0 | 0.4746 | 0.8896 | 0.0914
Kadmat | 2025-12-17 10:00 | 12 | 351 | 10 | 1.74 | 606.3 | 28.87 | 28.78 | 7 | 21.78 | 4.16 | 1000 | 671.4 | 0 | 0.5187 | 0.8942 | 0.0898
Kadmat | 2025-12-17 11:00 | 12 | 351 | 11 | 2.07 | 763.3 | 29.32 | 28.82 | 7 | 21.82 | 3.91 | 1000 | 693.9 | 0 | 0.6437 | 0.8984 | 0.0844
Kadmat | 2025-12-17 12:00 | 12 | 351 | 12 | 2.07 | 744.9 | 29.54 | 28.85 | 7 | 21.85 | 3.78 | 1000 | 696.8 | 0 | 0.6286 | 0.9021 | 0.0816
Kadmat | 2025-12-17 13:00 | 12 | 351 | 13 | 1.89 | 832.1 | 29.7 | 28.87 | 7 | 21.87 | 4.05 | 1000 | 710.4 | 0 | 0.6968 | 0.9049 | 0.0876
Kadmat | 2025-12-17 14:00 | 12 | 351 | 14 | 1.81 | 652 | 29.68 | 28.89 | 7 | 21.89 | 4.75 | 1000 | 710.2 | 0 | 0.554 | 0.9066 | 0.1026
Kadmat | 2025-12-17 15:00 | 12 | 351 | 15 | 1.79 | 486 | 29.61 | 28.89 | 7 | 21.89 | 4.74 | 1000 | 671.3 | 0 | 0.4187 | 0.9072 | 0.1023
Kadmat | 2025-12-17 16:00 | 12 | 351 | 16 | 1.33 | 313.4 | 29.37 | 28.89 | 7 | 21.89 | 5.15 | 1000 | 737.5 | 0 | 0.2739 | 0.9066 | 0.1112
Kadmat | 2025-12-17 17:00 | 12 | 351 | 17 | 1.38 | 119.1 | 29.09 | 28.87 | 7 | 21.87 | 5.04 | 1000 | 750 | 0 | 0.1058 | 0.9048 | 0.1088
Kadmat | 2025-12-17 18:00 | 12 | 351 | 18 | 1.74 | 0 | 28.58 | 28.85 | 7 | 21.85 | 5.24 | 1000 | 867.1 | 0 | 0 | 0.9019 | 0.1131
Kadmat | 2025-12-17 19:00 | 12 | 351 | 19 | 2.55 | 0 | 28.01 | 28.82 | 7 | 21.82 | 4.34 | 1000 | 884.2 | 0.0009 | 0 | 0.8982 | 0.0938
Kadmat | 2025-12-17 20:00 | 12 | 351 | 20 | 2.72 | 0 | 27.69 | 28.78 | 7 | 21.78 | 4.08 | 1000 | 822.8 | 0.004 | 0 | 0.8939 | 0.088
Kadmat | 2025-12-17 21:00 | 12 | 351 | 21 | 2.88 | 0 | 27.27 | 28.74 | 7 | 21.74 | 4.36 | 1000 | 808.3 | 0.0069 | 0 | 0.8893 | 0.0941
Kadmat | 2025-12-17 22:00 | 12 | 351 | 22 | 2.5 | 0 | 27.03 | 28.7 | 7 | 21.7 | 4.22 | 1000 | 674.9 | 0.0001 | 0 | 0.8846 | 0.0911
Kadmat | 2025-12-17 23:00 | 12 | 351 | 23 | 2.61 | 0 | 26.57 | 28.67 | 7 | 21.67 | 3.85 | 1000 | 564.8 | 0.002 | 0 | 0.8803 | 0.0831
Kadmat | 2025-12-18 00:00 | 12 | 352 | 0 | 2.52 | 0 | 26.4 | 28.63 | 7 | 21.63 | 3.86 | 1000 | 433.6 | 0.0003 | 0 | 0.8767 | 0.0833
Kadmat | 2025-12-18 01:00 | 12 | 352 | 1 | 1.77 | 0 | 26.22 | 28.61 | 7 | 21.61 | 4.4 | 1000 | 437.3 | 0 | 0 | 0.8738 | 0.0951
Kadmat | 2025-12-18 02:00 | 12 | 352 | 2 | 2.2 | 0 | 26.31 | 28.59 | 7 | 21.59 | 4.84 | 1000 | 448.9 | 0 | 0 | 0.872 | 0.1046
Kadmat | 2025-12-18 03:00 | 12 | 352 | 3 | 2.43 | 0 | 26.48 | 28.59 | 7 | 21.59 | 5.06 | 1000 | 421.3 | 0 | 0 | 0.8714 | 0.1092
Kadmat | 2025-12-18 04:00 | 12 | 352 | 4 | 2.44 | 0 | 26.84 | 28.59 | 7 | 21.59 | 4.6 | 1000 | 430.4 | 0 | 0 | 0.872 | 0.0993
Kadmat | 2025-12-18 05:00 | 12 | 352 | 5 | 2.76 | 0 | 27.25 | 28.61 | 7 | 21.61 | 3.49 | 1000 | 483.9 | 0.0047 | 0 | 0.8737 | 0.0754
Kadmat | 2025-12-18 06:00 | 12 | 352 | 6 | 2.65 | 0 | 27.35 | 28.63 | 7 | 21.63 | 3.67 | 1000 | 544.5 | 0.0027 | 0 | 0.8765 | 0.0793
Kadmat | 2025-12-18 07:00 | 12 | 352 | 7 | 2.75 | 88.4 | 27.78 | 28.66 | 7 | 21.66 | 3.56 | 1000 | 571.1 | 0.0045 | 0.0791 | 0.8801 | 0.0768
Kadmat | 2025-12-18 08:00 | 12 | 352 | 8 | 2.11 | 284.4 | 28.15 | 28.7 | 7 | 21.7 | 3.37 | 1000 | 583.2 | 0 | 0.2503 | 0.8843 | 0.0729
Kadmat | 2025-12-18 09:00 | 12 | 352 | 9 | 2.06 | 433 | 28.59 | 28.74 | 7 | 21.74 | 3.34 | 1000 | 662.1 | 0 | 0.376 | 0.8889 | 0.0721
Kadmat | 2025-12-18 10:00 | 12 | 352 | 10 | 2.08 | 611.4 | 28.67 | 28.78 | 7 | 21.78 | 3.97 | 1000 | 703 | 0 | 0.5232 | 0.8934 | 0.0858
Kadmat | 2025-12-18 11:00 | 12 | 352 | 11 | 2.56 | 628.8 | 28.88 | 28.81 | 7 | 21.81 | 4.44 | 1000 | 732 | 0.0011 | 0.537 | 0.8977 | 0.096
Kadmat | 2025-12-18 12:00 | 12 | 352 | 12 | 2.79 | 764.1 | 29.18 | 28.84 | 7 | 21.84 | 5.18 | 1000 | 724.4 | 0.0052 | 0.6447 | 0.9013 | 0.112
Kadmat | 2025-12-18 13:00 | 12 | 352 | 13 | 2.03 | 820.3 | 29.29 | 28.87 | 7 | 21.87 | 4.33 | 1000 | 709.2 | 0 | 0.6886 | 0.9041 | 0.0935
Kadmat | 2025-12-18 14:00 | 12 | 352 | 14 | 2.68 | 764.4 | 29.12 | 28.88 | 7 | 21.88 | 4.12 | 1000 | 678 | 0.0033 | 0.645 | 0.9059 | 0.0889
Kadmat | 2025-12-18 15:00 | 12 | 352 | 15 | 2.16 | 519.4 | 29.05 | 28.89 | 7 | 21.89 | 4.04 | 1000 | 670.1 | 0 | 0.4472 | 0.9064 | 0.0873
Kadmat | 2025-12-18 16:00 | 12 | 352 | 16 | 2.84 | 365.1 | 28.9 | 28.88 | 7 | 21.88 | 4.05 | 1000 | 677.3 | 0.0061 | 0.3184 | 0.9058 | 0.0874
Kadmat | 2025-12-18 17:00 | 12 | 352 | 17 | 3.5 | 134.4 | 28.62 | 28.87 | 7 | 21.87 | 3.88 | 1000 | 756.9 | 0.0271 | 0.1195 | 0.904 | 0.0839
Kadmat | 2025-12-18 18:00 | 12 | 352 | 18 | 3.73 | 0 | 28.55 | 28.84 | 7 | 21.84 | 3.67 | 1000 | 849.2 | 0.0376 | 0 | 0.9011 | 0.0793
Kadmat | 2025-12-18 19:00 | 12 | 352 | 19 | 2.43 | 0 | 27.97 | 28.81 | 7 | 21.81 | 3.76 | 1000 | 868 | 0 | 0 | 0.8974 | 0.0813
Kadmat | 2025-12-18 20:00 | 12 | 352 | 20 | 1.61 | 0 | 27.46 | 28.77 | 7 | 21.77 | 3.79 | 1000 | 875.4 | 0 | 0 | 0.8931 | 0.0818
Kadmat | 2025-12-18 21:00 | 12 | 352 | 21 | 1.3 | 0 | 27.1 | 28.73 | 7 | 21.73 | 3.36 | 1000 | 791.4 | 0 | 0 | 0.8885 | 0.0725
Kadmat | 2025-12-18 22:00 | 12 | 352 | 22 | 1.15 | 0 | 26.55 | 28.7 | 7 | 21.7 | 3.06 | 1000 | 661.8 | 0 | 0 | 0.8839 | 0.0661
Kadmat | 2025-12-18 23:00 | 12 | 352 | 23 | 1.08 | 0 | 26.07 | 28.66 | 7 | 21.66 | 3.25 | 1000 | 563.1 | 0 | 0 | 0.8796 | 0.0703
Kadmat | 2025-12-19 00:00 | 12 | 353 | 0 | 1.34 | 0 | 25.99 | 28.63 | 7 | 21.63 | 3.74 | 1000 | 483.9 | 0 | 0 | 0.8759 | 0.0807
Kadmat | 2025-12-19 01:00 | 12 | 353 | 1 | 1.57 | 0 | 25.68 | 28.6 | 7 | 21.6 | 3.44 | 1000 | 460.7 | 0 | 0 | 0.8731 | 0.0742
Kadmat | 2025-12-19 02:00 | 12 | 353 | 2 | 1.45 | 0 | 25.88 | 28.59 | 7 | 21.59 | 3.69 | 1000 | 451.6 | 0 | 0 | 0.8713 | 0.0797
Kadmat | 2025-12-19 03:00 | 12 | 353 | 3 | 1.1 | 0 | 26.12 | 28.58 | 7 | 21.58 | 3.69 | 1000 | 437.6 | 0 | 0 | 0.8707 | 0.0797
Kadmat | 2025-12-19 04:00 | 12 | 353 | 4 | 1.23 | 0 | 26.16 | 28.59 | 7 | 21.59 | 4.18 | 1000 | 443.3 | 0 | 0 | 0.8712 | 0.0902
Kadmat | 2025-12-19 05:00 | 12 | 353 | 5 | 1.25 | 0 | 26.54 | 28.6 | 7 | 21.6 | 4.66 | 1000 | 474.8 | 0 | 0 | 0.8729 | 0.1007
Kadmat | 2025-12-19 06:00 | 12 | 353 | 6 | 1.6 | 0 | 26.78 | 28.63 | 7 | 21.63 | 4.51 | 1000 | 515.7 | 0 | 0 | 0.8757 | 0.0974
Kadmat | 2025-12-19 07:00 | 12 | 353 | 7 | 2.86 | 78.9 | 27.22 | 28.66 | 7 | 21.66 | 4.62 | 1000 | 581 | 0.0064 | 0.0708 | 0.8793 | 0.0997
Kadmat | 2025-12-19 08:00 | 12 | 353 | 8 | 2.93 | 288.4 | 27.78 | 28.69 | 7 | 21.69 | 4.14 | 1000 | 638 | 0.0078 | 0.254 | 0.8836 | 0.0894
Kadmat | 2025-12-19 09:00 | 12 | 353 | 9 | 2.34 | 572.4 | 28.34 | 28.73 | 7 | 21.73 | 4.08 | 1000 | 650.5 | 0 | 0.492 | 0.8881 | 0.0881
Kadmat | 2025-12-19 10:00 | 12 | 353 | 10 | 4.26 | 664.7 | 28.62 | 28.77 | 7 | 21.77 | 4.21 | 1000 | 718.5 | 0.0664 | 0.5666 | 0.8927 | 0.0909
Kadmat | 2025-12-19 11:00 | 12 | 353 | 11 | 4.29 | 811 | 29.15 | 28.81 | 7 | 21.81 | 4.04 | 1000 | 726.9 | 0.0681 | 0.6817 | 0.8969 | 0.0872
Kadmat | 2025-12-19 12:00 | 12 | 353 | 12 | 4.77 | 761.1 | 29.33 | 28.84 | 7 | 21.84 | 4 | 1000 | 688.3 | 0.1002 | 0.6419 | 0.9006 | 0.0864
Kadmat | 2025-12-19 13:00 | 12 | 353 | 13 | 4.58 | 795.7 | 29.64 | 28.86 | 7 | 21.86 | 3.75 | 1000 | 677.8 | 0.0866 | 0.6684 | 0.9034 | 0.0809
Kadmat | 2025-12-19 14:00 | 12 | 353 | 14 | 4.5 | 784.8 | 29.73 | 28.87 | 7 | 21.87 | 3.83 | 1000 | 713.5 | 0.0809 | 0.6597 | 0.9051 | 0.0827
Kadmat | 2025-12-19 15:00 | 12 | 353 | 15 | 5.6 | 622.2 | 29.88 | 28.88 | 7 | 21.88 | 4.03 | 1000 | 658.6 | 0.1685 | 0.5297 | 0.9057 | 0.087
Kadmat | 2025-12-19 16:00 | 12 | 353 | 16 | 6.08 | 361.1 | 29.71 | 28.87 | 7 | 21.87 | 4.31 | 1000 | 708.3 | 0.2165 | 0.314 | 0.905 | 0.0931
Kadmat | 2025-12-19 17:00 | 12 | 353 | 17 | 6.66 | 141.4 | 29.47 | 28.86 | 7 | 21.86 | 4.64 | 1000 | 776.9 | 0.2854 | 0.1252 | 0.9032 | 0.1001
Kadmat | 2025-12-19 18:00 | 12 | 353 | 18 | 5.28 | 0 | 29.36 | 28.84 | 7 | 21.84 | 5.43 | 1000 | 826.8 | 0.1398 | 0 | 0.9004 | 0.1173
Kadmat | 2025-12-19 19:00 | 12 | 353 | 19 | 5.89 | 0 | 28.77 | 28.8 | 7 | 21.8 | 5.27 | 1000 | 884.2 | 0.1962 | 0 | 0.8967 | 0.1139
Kadmat | 2025-12-19 20:00 | 12 | 353 | 20 | 6.23 | 0 | 28.5 | 28.77 | 7 | 21.77 | 5.12 | 1000 | 850.1 | 0.2338 | 0 | 0.8923 | 0.1106
Kadmat | 2025-12-19 21:00 | 12 | 353 | 21 | 4.72 | 0 | 28.03 | 28.73 | 7 | 21.73 | 5.94 | 1000 | 783.5 | 0.0966 | 0 | 0.8877 | 0.1283
Kadmat | 2025-12-19 22:00 | 12 | 353 | 22 | 3.77 | 0 | 27.57 | 28.69 | 7 | 21.69 | 5.97 | 1000 | 673.5 | 0.0395 | 0 | 0.8831 | 0.1289
Kadmat | 2025-12-19 23:00 | 12 | 353 | 23 | 3.87 | 0 | 27.15 | 28.65 | 7 | 21.65 | 5.89 | 1000 | 572.4 | 0.0443 | 0 | 0.8788 | 0.1272
Kadmat | 2025-12-20 00:00 | 12 | 354 | 0 | 3.85 | 0 | 26.87 | 28.62 | 7 | 21.62 | 6.1 | 1000 | 506.4 | 0.0433 | 0 | 0.8751 | 0.1317
Kadmat | 2025-12-20 01:00 | 12 | 354 | 1 | 3.01 | 0 | 26.78 | 28.6 | 7 | 21.6 | 6.08 | 1000 | 472.9 | 0.0095 | 0 | 0.8723 | 0.1314
Kadmat | 2025-12-20 02:00 | 12 | 354 | 2 | 3.63 | 0 | 26.59 | 28.58 | 7 | 21.58 | 6.43 | 1000 | 443.6 | 0.0333 | 0 | 0.8705 | 0.1389
Kadmat | 2025-12-20 03:00 | 12 | 354 | 3 | 3.96 | 0 | 26.31 | 28.58 | 7 | 21.58 | 7.08 | 1000 | 440 | 0.0484 | 0 | 0.8699 | 0.153
Kadmat | 2025-12-20 04:00 | 12 | 354 | 4 | 3.14 | 0 | 26.6 | 28.58 | 7 | 21.58 | 7.36 | 1000 | 440.6 | 0.0141 | 0 | 0.8705 | 0.159
Kadmat | 2025-12-20 05:00 | 12 | 354 | 5 | 3.59 | 0 | 26.8 | 28.6 | 7 | 21.6 | 7.14 | 1000 | 472.4 | 0.0311 | 0 | 0.8722 | 0.1541
Kadmat | 2025-12-20 06:00 | 12 | 354 | 6 | 3.31 | 0 | 27.02 | 28.62 | 7 | 21.62 | 6.61 | 1000 | 552 | 0.0201 | 0 | 0.875 | 0.1429
Kadmat | 2025-12-20 07:00 | 12 | 354 | 7 | 4.04 | 91.3 | 27.51 | 28.65 | 7 | 21.65 | 6.15 | 1000 | 623.4 | 0.053 | 0.0818 | 0.8786 | 0.1328
Kadmat | 2025-12-20 08:00 | 12 | 354 | 8 | 3.9 | 295.5 | 27.88 | 28.69 | 7 | 21.69 | 6.29 | 1000 | 619.1 | 0.0458 | 0.26 | 0.8828 | 0.1358
Kadmat | 2025-12-20 09:00 | 12 | 354 | 9 | 3.47 | 523.6 | 28.35 | 28.72 | 7 | 21.72 | 6.27 | 1000 | 661.4 | 0.0258 | 0.4518 | 0.8873 | 0.1355
Kadmat | 2025-12-20 10:00 | 12 | 354 | 10 | 3.38 | 618.5 | 28.45 | 28.76 | 7 | 21.76 | 5.75 | 1000 | 684.5 | 0.0227 | 0.5294 | 0.8919 | 0.1241
Kadmat | 2025-12-20 11:00 | 12 | 354 | 11 | 2.53 | 702.5 | 28.84 | 28.8 | 7 | 21.8 | 5.83 | 1000 | 643.6 | 0.0006 | 0.5964 | 0.8961 | 0.1259
Kadmat | 2025-12-20 12:00 | 12 | 354 | 12 | 3.31 | 754.2 | 29.01 | 28.83 | 7 | 21.83 | 5.77 | 1000 | 686.6 | 0.0203 | 0.6372 | 0.8998 | 0.1246
Kadmat | 2025-12-20 13:00 | 12 | 354 | 13 | 3.92 | 780.1 | 29.16 | 28.85 | 7 | 21.85 | 5.93 | 1000 | 683.1 | 0.0466 | 0.6574 | 0.9026 | 0.128
Kadmat | 2025-12-20 14:00 | 12 | 354 | 14 | 2.81 | 678.7 | 29.22 | 28.87 | 7 | 21.87 | 5.74 | 1000 | 659.9 | 0.0055 | 0.5765 | 0.9043 | 0.1239
Kadmat | 2025-12-20 15:00 | 12 | 354 | 15 | 3.9 | 448 | 29.27 | 28.87 | 7 | 21.87 | 5.23 | 1000 | 678.9 | 0.0455 | 0.3876 | 0.9049 | 0.113
Kadmat | 2025-12-20 16:00 | 12 | 354 | 16 | 2.53 | 362.8 | 29.19 | 28.87 | 7 | 21.87 | 5.06 | 1000 | 712.4 | 0.0005 | 0.3161 | 0.9043 | 0.1093
Kadmat | 2025-12-20 17:00 | 12 | 354 | 17 | 2.81 | 125.1 | 29.02 | 28.85 | 7 | 21.85 | 5.07 | 1000 | 754.9 | 0.0055 | 0.1111 | 0.9025 | 0.1095
Kadmat | 2025-12-20 18:00 | 12 | 354 | 18 | 2.62 | 0 | 28.33 | 28.83 | 7 | 21.83 | 5.19 | 1000 | 803.4 | 0.0022 | 0 | 0.8996 | 0.1121
Kadmat | 2025-12-20 19:00 | 12 | 354 | 19 | 2.95 | 0 | 27.82 | 28.8 | 7 | 21.8 | 4.91 | 1000 | 916.9 | 0.0081 | 0 | 0.8959 | 0.1061
Kadmat | 2025-12-20 20:00 | 12 | 354 | 20 | 1.98 | 0 | 27.4 | 28.76 | 7 | 21.76 | 4.86 | 1000 | 886.7 | 0 | 0 | 0.8916 | 0.1049
Kadmat | 2025-12-20 21:00 | 12 | 354 | 21 | 2.45 | 0 | 27.08 | 28.72 | 7 | 21.72 | 4.77 | 1000 | 792.5 | 0 | 0 | 0.887 | 0.1031
Kadmat | 2025-12-20 22:00 | 12 | 354 | 22 | 1.99 | 0 | 26.69 | 28.68 | 7 | 21.68 | 5.06 | 1000 | 680.9 | 0 | 0 | 0.8824 | 0.1094
Kadmat | 2025-12-20 23:00 | 12 | 354 | 23 | 2.49 | 0 | 26.61 | 28.65 | 7 | 21.65 | 5.3 | 1000 | 584.7 | 0 | 0 | 0.8781 | 0.1145
Kadmat | 2025-12-21 00:00 | 12 | 355 | 0 | 3.68 | 0 | 26.36 | 28.61 | 7 | 21.61 | 4.56 | 1000 | 487.5 | 0.0352 | 0 | 0.8744 | 0.0986
Kadmat | 2025-12-21 01:00 | 12 | 355 | 1 | 4.55 | 0 | 26.15 | 28.59 | 7 | 21.59 | 4.68 | 1000 | 473.8 | 0.0848 | 0 | 0.8716 | 0.1011
Kadmat | 2025-12-21 02:00 | 12 | 355 | 2 | 3.65 | 0 | 26.09 | 28.58 | 7 | 21.58 | 5.13 | 1000 | 449.3 | 0.0339 | 0 | 0.8698 | 0.1107
Kadmat | 2025-12-21 03:00 | 12 | 355 | 3 | 2.86 | 0 | 26.16 | 28.57 | 7 | 21.57 | 4.95 | 1000 | 424.8 | 0.0065 | 0 | 0.8691 | 0.107
Kadmat | 2025-12-21 04:00 | 12 | 355 | 4 | 2.73 | 0 | 26.45 | 28.58 | 7 | 21.58 | 4.82 | 1000 | 434.1 | 0.0041 | 0 | 0.8697 | 0.1041
Kadmat | 2025-12-21 05:00 | 12 | 355 | 5 | 2.61 | 0 | 26.8 | 28.59 | 7 | 21.59 | 5.37 | 1000 | 488.3 | 0.002 | 0 | 0.8714 | 0.1159
Kadmat | 2025-12-21 06:00 | 12 | 355 | 6 | 2.6 | 0 | 27.06 | 28.61 | 7 | 21.61 | 4.84 | 1000 | 544.9 | 0.0018 | 0 | 0.8742 | 0.1046
Kadmat | 2025-12-21 07:00 | 12 | 355 | 7 | 3.48 | 71.1 | 27.55 | 28.64 | 7 | 21.64 | 5.37 | 1000 | 622.1 | 0.0263 | 0.0637 | 0.8778 | 0.1159
Kadmat | 2025-12-21 08:00 | 12 | 355 | 8 | 5.17 | 267.5 | 27.97 | 28.68 | 7 | 21.68 | 5.75 | 1000 | 611.1 | 0.1312 | 0.2359 | 0.882 | 0.1242
Kadmat | 2025-12-21 09:00 | 12 | 355 | 9 | 5.43 | 443 | 28.58 | 28.72 | 7 | 21.72 | 5.29 | 1000 | 690.4 | 0.1526 | 0.3844 | 0.8866 | 0.1142
Kadmat | 2025-12-21 10:00 | 12 | 355 | 10 | 5.47 | 596.3 | 28.94 | 28.76 | 7 | 21.76 | 5.32 | 1000 | 680.1 | 0.1559 | 0.5104 | 0.8911 | 0.1149
Kadmat | 2025-12-21 11:00 | 12 | 355 | 11 | 6.55 | 676.6 | 29.25 | 28.79 | 7 | 21.79 | 5.24 | 1000 | 718.8 | 0.271 | 0.5747 | 0.8954 | 0.1132
Kadmat | 2025-12-21 12:00 | 12 | 355 | 12 | 5.72 | 797.5 | 29.34 | 28.82 | 7 | 21.82 | 5.06 | 1000 | 710.9 | 0.1794 | 0.6706 | 0.899 | 0.1094
Kadmat | 2025-12-21 13:00 | 12 | 355 | 13 | 5.07 | 744.1 | 29.69 | 28.85 | 7 | 21.85 | 5.17 | 1000 | 718.5 | 0.1226 | 0.6276 | 0.9018 | 0.1117
Kadmat | 2025-12-21 14:00 | 12 | 355 | 14 | 6.11 | 725.8 | 29.66 | 28.86 | 7 | 21.86 | 4.83 | 1000 | 663.5 | 0.2195 | 0.6131 | 0.9036 | 0.1044
Kadmat | 2025-12-21 15:00 | 12 | 355 | 15 | 6.3 | 466.3 | 29.7 | 28.87 | 7 | 21.87 | 4.83 | 1000 | 695.1 | 0.2417 | 0.4022 | 0.9041 | 0.1044
Kadmat | 2025-12-21 16:00 | 12 | 355 | 16 | 6.59 | 307.7 | 29.31 | 28.86 | 7 | 21.86 | 5.16 | 1000 | 710.7 | 0.2761 | 0.2691 | 0.9035 | 0.1115
Kadmat | 2025-12-21 17:00 | 12 | 355 | 17 | 7.69 | 139.5 | 29.05 | 28.85 | 7 | 21.85 | 5.5 | 1000 | 767.1 | 0.4319 | 0.1237 | 0.9017 | 0.1189
Kadmat | 2025-12-21 18:00 | 12 | 355 | 18 | 6.95 | 0 | 28.62 | 28.82 | 7 | 21.82 | 5.47 | 1000 | 880.9 | 0.3232 | 0 | 0.8988 | 0.1182
Kadmat | 2025-12-21 19:00 | 12 | 355 | 19 | 6.47 | 0 | 28.46 | 28.79 | 7 | 21.79 | 5.15 | 1000 | 865.6 | 0.2614 | 0 | 0.8951 | 0.1113
Kadmat | 2025-12-21 20:00 | 12 | 355 | 20 | 6.03 | 0 | 28.01 | 28.75 | 7 | 21.75 | 5.52 | 1000 | 850.7 | 0.2104 | 0 | 0.8908 | 0.1193
Kadmat | 2025-12-21 21:00 | 12 | 355 | 21 | 5.22 | 0 | 27.78 | 28.72 | 7 | 21.72 | 5.41 | 1000 | 783.9 | 0.1351 | 0 | 0.8862 | 0.1168
Kadmat | 2025-12-21 22:00 | 12 | 355 | 22 | 4.85 | 0 | 27.32 | 28.68 | 7 | 21.68 | 5.37 | 1000 | 703.4 | 0.1065 | 0 | 0.8816 | 0.116
Kadmat | 2025-12-21 23:00 | 12 | 355 | 23 | 5.32 | 0 | 27.16 | 28.64 | 7 | 21.64 | 4.87 | 1000 | 590 | 0.1439 | 0 | 0.8773 | 0.1052
Kadmat | 2025-12-22 00:00 | 12 | 356 | 0 | 5.93 | 0 | 26.73 | 28.61 | 7 | 21.61 | 4.61 | 1000 | 484.2 | 0.2002 | 0 | 0.8736 | 0.0995
Kadmat | 2025-12-22 01:00 | 12 | 356 | 1 | 5.76 | 0 | 26.48 | 28.58 | 7 | 21.58 | 4.46 | 1000 | 450.1 | 0.184 | 0 | 0.8708 | 0.0963
Kadmat | 2025-12-22 02:00 | 12 | 356 | 2 | 4.7 | 0 | 26.34 | 28.57 | 7 | 21.57 | 3.95 | 1000 | 407 | 0.0953 | 0 | 0.869 | 0.0854
Kadmat | 2025-12-22 03:00 | 12 | 356 | 3 | 4.33 | 0 | 26.3 | 28.56 | 7 | 21.56 | 4.37 | 1000 | 454.9 | 0.0707 | 0 | 0.8684 | 0.0944
Kadmat | 2025-12-22 04:00 | 12 | 356 | 4 | 3.26 | 0 | 26.37 | 28.57 | 7 | 21.57 | 4.48 | 1000 | 420 | 0.0185 | 0 | 0.869 | 0.0967
Kadmat | 2025-12-22 05:00 | 12 | 356 | 5 | 3.66 | 0 | 26.45 | 28.58 | 7 | 21.58 | 4.42 | 1000 | 476.5 | 0.0345 | 0 | 0.8707 | 0.0954
Kadmat | 2025-12-22 06:00 | 12 | 356 | 6 | 4.33 | 0 | 26.74 | 28.61 | 7 | 21.61 | 4.32 | 1000 | 533.4 | 0.0705 | 0 | 0.8734 | 0.0932
Kadmat | 2025-12-22 07:00 | 12 | 356 | 7 | 4.49 | 80.3 | 27.34 | 28.64 | 7 | 21.64 | 4.12 | 1000 | 588 | 0.0807 | 0.072 | 0.8771 | 0.0889
Kadmat | 2025-12-22 08:00 | 12 | 356 | 8 | 5.18 | 274.6 | 27.75 | 28.67 | 7 | 21.67 | 4.2 | 1000 | 627.6 | 0.1318 | 0.2421 | 0.8813 | 0.0908
Kadmat | 2025-12-22 09:00 | 12 | 356 | 9 | 5.62 | 468.6 | 28.2 | 28.71 | 7 | 21.71 | 4.66 | 1000 | 640.4 | 0.1703 | 0.4064 | 0.8858 | 0.1006
Kadmat | 2025-12-22 10:00 | 12 | 356 | 10 | 4.76 | 646 | 28.66 | 28.75 | 7 | 21.75 | 4.57 | 1000 | 678.7 | 0.1 | 0.5513 | 0.8904 | 0.0987
Kadmat | 2025-12-22 11:00 | 12 | 356 | 11 | 5.05 | 855.6 | 28.91 | 28.79 | 7 | 21.79 | 4.38 | 1000 | 701.7 | 0.1211 | 0.7172 | 0.8946 | 0.0945
Kadmat | 2025-12-22 12:00 | 12 | 356 | 12 | 5.26 | 829 | 29.33 | 28.82 | 7 | 21.82 | 4.74 | 1000 | 702.8 | 0.1389 | 0.6953 | 0.8983 | 0.1024
Kadmat | 2025-12-22 13:00 | 12 | 356 | 13 | 6.08 | 772.2 | 29.62 | 28.84 | 7 | 21.84 | 4.61 | 1000 | 680.6 | 0.2157 | 0.65 | 0.9011 | 0.0996
Kadmat | 2025-12-22 14:00 | 12 | 356 | 14 | 5.57 | 787.9 | 29.71 | 28.86 | 7 | 21.86 | 4.67 | 1000 | 666.2 | 0.1649 | 0.6621 | 0.9028 | 0.1008
Kadmat | 2025-12-22 15:00 | 12 | 356 | 15 | 5.11 | 582.3 | 29.58 | 28.86 | 7 | 21.86 | 4.32 | 1000 | 683.2 | 0.1263 | 0.4978 | 0.9034 | 0.0932
Kadmat | 2025-12-22 16:00 | 12 | 356 | 16 | 5.38 | 321.2 | 29.33 | 28.86 | 7 | 21.86 | 4.53 | 1000 | 654 | 0.1485 | 0.2806 | 0.9027 | 0.0978
Kadmat | 2025-12-22 17:00 | 12 | 356 | 17 | 4.81 | 159.6 | 28.75 | 28.84 | 7 | 21.84 | 4.22 | 1000 | 775 | 0.1031 | 0.1415 | 0.9009 | 0.0912
Kadmat | 2025-12-22 18:00 | 12 | 356 | 18 | 4.05 | 0 | 28.59 | 28.82 | 7 | 21.82 | 4.42 | 1000 | 866.9 | 0.0532 | 0 | 0.8981 | 0.0956
Kadmat | 2025-12-22 19:00 | 12 | 356 | 19 | 3.77 | 0 | 28.08 | 28.78 | 7 | 21.78 | 4.71 | 1000 | 899.8 | 0.0395 | 0 | 0.8944 | 0.1018
Kadmat | 2025-12-22 20:00 | 12 | 356 | 20 | 3.89 | 0 | 27.63 | 28.75 | 7 | 21.75 | 4.8 | 1000 | 822.8 | 0.0455 | 0 | 0.8901 | 0.1037
Kadmat | 2025-12-22 21:00 | 12 | 356 | 21 | 3.57 | 0 | 26.99 | 28.71 | 7 | 21.71 | 4.91 | 1000 | 790.8 | 0.03 | 0 | 0.8854 | 0.106
Kadmat | 2025-12-22 22:00 | 12 | 356 | 22 | 4.08 | 0 | 26.74 | 28.67 | 7 | 21.67 | 4.88 | 1000 | 717 | 0.0552 | 0 | 0.8808 | 0.1055
Kadmat | 2025-12-22 23:00 | 12 | 356 | 23 | 3.23 | 0 | 26.36 | 28.63 | 7 | 21.63 | 4.73 | 1000 | 589.7 | 0.0174 | 0 | 0.8766 | 0.1021
Kadmat | 2025-12-23 00:00 | 12 | 357 | 0 | 3.37 | 0 | 26.35 | 28.6 | 7 | 21.6 | 4.91 | 1000 | 494.1 | 0.0224 | 0 | 0.8729 | 0.106
Kadmat | 2025-12-23 01:00 | 12 | 357 | 1 | 4.18 | 0 | 26.03 | 28.58 | 7 | 21.58 | 4.87 | 1000 | 454.9 | 0.0614 | 0 | 0.8701 | 0.1053
Kadmat | 2025-12-23 02:00 | 12 | 357 | 2 | 4.29 | 0 | 26.17 | 28.56 | 7 | 21.56 | 4.76 | 1000 | 444.9 | 0.0681 | 0 | 0.8683 | 0.1029
Kadmat | 2025-12-23 03:00 | 12 | 357 | 3 | 4.44 | 0 | 26.28 | 28.56 | 7 | 21.56 | 4.85 | 1000 | 434.6 | 0.0776 | 0 | 0.8676 | 0.1047
Kadmat | 2025-12-23 04:00 | 12 | 357 | 4 | 5.24 | 0 | 26.53 | 28.56 | 7 | 21.56 | 5.4 | 1000 | 441.3 | 0.137 | 0 | 0.8682 | 0.1166
Kadmat | 2025-12-23 05:00 | 12 | 357 | 5 | 4.03 | 0 | 26.84 | 28.58 | 7 | 21.58 | 4.29 | 1000 | 460.5 | 0.0525 | 0 | 0.8699 | 0.0926
Kadmat | 2025-12-23 06:00 | 12 | 357 | 6 | 4.18 | 0 | 27.18 | 28.6 | 7 | 21.6 | 4.57 | 1000 | 548.7 | 0.0612 | 0 | 0.8727 | 0.0988
Kadmat | 2025-12-23 07:00 | 12 | 357 | 7 | 5.11 | 75.3 | 27.65 | 28.63 | 7 | 21.63 | 4.81 | 1000 | 611.2 | 0.1258 | 0.0675 | 0.8763 | 0.1039
Kadmat | 2025-12-23 08:00 | 12 | 357 | 8 | 4.88 | 303.2 | 27.94 | 28.67 | 7 | 21.67 | 4.92 | 1000 | 621 | 0.1084 | 0.2666 | 0.8805 | 0.1062
Kadmat | 2025-12-23 09:00 | 12 | 357 | 9 | 6.9 | 443.4 | 28.08 | 28.71 | 7 | 21.71 | 4.69 | 1000 | 612 | 0.3161 | 0.3854 | 0.8851 | 0.1013
Kadmat | 2025-12-23 10:00 | 12 | 357 | 10 | 6.39 | 650.4 | 28.61 | 28.74 | 7 | 21.74 | 4.48 | 1000 | 652 | 0.2521 | 0.555 | 0.8896 | 0.0967
Kadmat | 2025-12-23 11:00 | 12 | 357 | 11 | 5.53 | 664.8 | 28.87 | 28.78 | 7 | 21.78 | 4.56 | 1000 | 688.1 | 0.1618 | 0.5661 | 0.8939 | 0.0985
Kadmat | 2025-12-23 12:00 | 12 | 357 | 12 | 8.17 | 768.1 | 29.31 | 28.81 | 7 | 21.81 | 4.45 | 1000 | 722.8 | 0.5085 | 0.6475 | 0.8975 | 0.0961
Kadmat | 2025-12-23 13:00 | 12 | 357 | 13 | 8.37 | 716.3 | 29.61 | 28.83 | 7 | 21.83 | 5.25 | 1000 | 673.6 | 0.5418 | 0.6057 | 0.9003 | 0.1133
Kadmat | 2025-12-23 14:00 | 12 | 357 | 14 | 9.46 | 714.5 | 29.78 | 28.85 | 7 | 21.85 | 4.79 | 1000 | 649.2 | 0.7103 | 0.6039 | 0.902 | 0.1035
Kadmat | 2025-12-23 15:00 | 12 | 357 | 15 | 10.4 | 522.6 | 29.79 | 28.85 | 7 | 21.85 | 4.43 | 1000 | 661.8 | 0.8265 | 0.4485 | 0.9026 | 0.0958
Kadmat | 2025-12-23 16:00 | 12 | 357 | 16 | 8.9 | 316.7 | 29.71 | 28.85 | 7 | 21.85 | 4.59 | 1000 | 698.7 | 0.6265 | 0.2764 | 0.902 | 0.0991
Kadmat | 2025-12-23 17:00 | 12 | 357 | 17 | 10.16 | 127.7 | 29.68 | 28.83 | 7 | 21.83 | 4.93 | 1000 | 783.2 | 0.8002 | 0.1132 | 0.9002 | 0.1064
Kadmat | 2025-12-23 18:00 | 12 | 357 | 18 | 11.17 | 0 | 29.16 | 28.81 | 7 | 21.81 | 4.72 | 1000 | 873.7 | 0.8817 | 0 | 0.8973 | 0.1019
Kadmat | 2025-12-23 19:00 | 12 | 357 | 19 | 11.1 | 0 | 28.72 | 28.78 | 7 | 21.78 | 4.75 | 1000 | 887.7 | 0.8787 | 0 | 0.8936 | 0.1025
Kadmat | 2025-12-23 20:00 | 12 | 357 | 20 | 8.69 | 0 | 28.24 | 28.74 | 7 | 21.74 | 4.46 | 1000 | 838.5 | 0.5929 | 0 | 0.8893 | 0.0963
Kadmat | 2025-12-23 21:00 | 12 | 357 | 21 | 7.05 | 0 | 27.86 | 28.7 | 7 | 21.7 | 5.13 | 1000 | 781.3 | 0.3368 | 0 | 0.8847 | 0.1109
Kadmat | 2025-12-23 22:00 | 12 | 357 | 22 | 5.69 | 0 | 27.49 | 28.66 | 7 | 21.66 | 5.55 | 1000 | 711 | 0.1772 | 0 | 0.8801 | 0.12
Kadmat | 2025-12-23 23:00 | 12 | 357 | 23 | 5.5 | 0 | 27.08 | 28.63 | 7 | 21.63 | 5.85 | 1000 | 553.5 | 0.1584 | 0 | 0.8758 | 0.1264
Kadmat | 2025-12-24 00:00 | 12 | 358 | 0 | 5.35 | 0 | 26.7 | 28.6 | 7 | 21.6 | 6.49 | 1000 | 492.8 | 0.1461 | 0 | 0.8721 | 0.1401
Kadmat | 2025-12-24 01:00 | 12 | 358 | 1 | 5.26 | 0 | 26.32 | 28.57 | 7 | 21.57 | 6.59 | 1000 | 450.3 | 0.1385 | 0 | 0.8693 | 0.1424
Kadmat | 2025-12-24 02:00 | 12 | 358 | 2 | 4.62 | 0 | 26.29 | 28.56 | 7 | 21.56 | 7.24 | 1000 | 427.5 | 0.0897 | 0 | 0.8675 | 0.1563
Kadmat | 2025-12-24 03:00 | 12 | 358 | 3 | 5.29 | 0 | 26.43 | 28.55 | 7 | 21.55 | 8.12 | 1000 | 436.3 | 0.1412 | 0 | 0.8669 | 0.1755
Kadmat | 2025-12-24 04:00 | 12 | 358 | 4 | 5.02 | 0 | 26.66 | 28.56 | 7 | 21.56 | 8.57 | 1000 | 422.3 | 0.119 | 0 | 0.8674 | 0.185
Kadmat | 2025-12-24 05:00 | 12 | 358 | 5 | 4.97 | 0 | 26.89 | 28.57 | 7 | 21.57 | 8.1 | 1000 | 476.9 | 0.1151 | 0 | 0.8692 | 0.175
Kadmat | 2025-12-24 06:00 | 12 | 358 | 6 | 3.94 | 0 | 26.93 | 28.59 | 7 | 21.59 | 7.97 | 1000 | 548.9 | 0.0478 | 0 | 0.8719 | 0.1722
Kadmat | 2025-12-24 07:00 | 12 | 358 | 7 | 4.35 | 63.9 | 27.44 | 28.62 | 7 | 21.62 | 8.47 | 1000 | 614.8 | 0.0721 | 0.0573 | 0.8755 | 0.1829
Kadmat | 2025-12-24 08:00 | 12 | 358 | 8 | 3.96 | 269.7 | 28.03 | 28.66 | 7 | 21.66 | 8.25 | 1000 | 604 | 0.0484 | 0.2377 | 0.8798 | 0.1783
Kadmat | 2025-12-24 09:00 | 12 | 358 | 9 | 2.4 | 497.3 | 28.42 | 28.7 | 7 | 21.7 | 8.63 | 1000 | 659.8 | 0 | 0.4299 | 0.8843 | 0.1864
Kadmat | 2025-12-24 10:00 | 12 | 358 | 10 | 1.82 | 634.4 | 28.78 | 28.74 | 7 | 21.74 | 8.05 | 1000 | 700.7 | 0 | 0.5417 | 0.8889 | 0.1739
Kadmat | 2025-12-24 11:00 | 12 | 358 | 11 | 2.19 | 724.2 | 29.21 | 28.77 | 7 | 21.77 | 9.76 | 1000 | 695.1 | 0 | 0.6129 | 0.8931 | 0.2109
Kadmat | 2025-12-24 12:00 | 12 | 358 | 12 | 1.65 | 670.2 | 29.14 | 28.8 | 7 | 21.8 | 9.15 | 1000 | 713.6 | 0 | 0.5698 | 0.8967 | 0.1975
Kadmat | 2025-12-24 13:00 | 12 | 358 | 13 | 2.16 | 644.9 | 29.46 | 28.83 | 7 | 21.83 | 9.37 | 1000 | 683.6 | 0 | 0.5488 | 0.8995 | 0.2024
Kadmat | 2025-12-24 14:00 | 12 | 358 | 14 | 2.18 | 556 | 29.43 | 28.84 | 7 | 21.84 | 9.85 | 1000 | 672.1 | 0 | 0.4766 | 0.9013 | 0.2128
Kadmat | 2025-12-24 15:00 | 12 | 358 | 15 | 1.71 | 476.3 | 29.23 | 28.85 | 7 | 21.85 | 9.14 | 1000 | 626.2 | 0 | 0.4112 | 0.9019 | 0.1974
Kadmat | 2025-12-24 16:00 | 12 | 358 | 16 | 1.6 | 304.5 | 29.19 | 28.84 | 7 | 21.84 | 8.85 | 1000 | 709.6 | 0 | 0.2665 | 0.9012 | 0.1911
Kadmat | 2025-12-24 17:00 | 12 | 358 | 17 | 1.63 | 130.9 | 28.96 | 28.83 | 7 | 21.83 | 9.14 | 1000 | 785.9 | 0 | 0.1162 | 0.8994 | 0.1974
Kadmat | 2025-12-24 18:00 | 12 | 358 | 18 | 1.23 | 0 | 28.69 | 28.8 | 7 | 21.8 | 9.02 | 1000 | 826.1 | 0 | 0 | 0.8965 | 0.1948
Kadmat | 2025-12-24 19:00 | 12 | 358 | 19 | 2.32 | 0 | 28.4 | 28.77 | 7 | 21.77 | 9.22 | 1000 | 906 | 0 | 0 | 0.8928 | 0.1991
Kadmat | 2025-12-24 20:00 | 12 | 358 | 20 | 2.05 | 0 | 28.12 | 28.74 | 7 | 21.74 | 9.63 | 1000 | 846.5 | 0 | 0 | 0.8885 | 0.2081
Kadmat | 2025-12-24 21:00 | 12 | 358 | 21 | 1.26 | 0 | 27.52 | 28.7 | 7 | 21.7 | 9.2 | 1000 | 810.9 | 0 | 0 | 0.8839 | 0.1986
Kadmat | 2025-12-24 22:00 | 12 | 358 | 22 | 2.78 | 0 | 27.05 | 28.66 | 7 | 21.66 | 9.37 | 1000 | 681.2 | 0.0051 | 0 | 0.8793 | 0.2024
Kadmat | 2025-12-24 23:00 | 12 | 358 | 23 | 2.69 | 0 | 26.64 | 28.62 | 7 | 21.62 | 9.09 | 1000 | 590.9 | 0.0033 | 0 | 0.875 | 0.1964
Kadmat | 2025-12-25 00:00 | 12 | 359 | 0 | 2.45 | 0 | 26.28 | 28.59 | 7 | 21.59 | 9.11 | 1000 | 469.4 | 0 | 0 | 0.8714 | 0.1969
Kadmat | 2025-12-25 01:00 | 12 | 359 | 1 | 2.54 | 0 | 26.17 | 28.56 | 7 | 21.56 | 8.45 | 1000 | 462.6 | 0.0007 | 0 | 0.8685 | 0.1825
Kadmat | 2025-12-25 02:00 | 12 | 359 | 2 | 2.81 | 0 | 26.07 | 28.55 | 7 | 21.55 | 7.69 | 1000 | 432.8 | 0.0055 | 0 | 0.8668 | 0.1662
Kadmat | 2025-12-25 03:00 | 12 | 359 | 3 | 2.99 | 0 | 26.19 | 28.54 | 7 | 21.54 | 7.97 | 1000 | 440.4 | 0.0089 | 0 | 0.8661 | 0.1721
Kadmat | 2025-12-25 04:00 | 12 | 359 | 4 | 3.4 | 0 | 26.51 | 28.55 | 7 | 21.55 | 8.06 | 1000 | 476.9 | 0.0235 | 0 | 0.8667 | 0.1741
Kadmat | 2025-12-25 05:00 | 12 | 359 | 5 | 3.22 | 0 | 26.78 | 28.56 | 7 | 21.56 | 7.34 | 1000 | 482.1 | 0.0168 | 0 | 0.8684 | 0.1586
Kadmat | 2025-12-25 06:00 | 12 | 359 | 6 | 2.88 | 0 | 27.33 | 28.59 | 7 | 21.59 | 7.77 | 1000 | 529.7 | 0.0068 | 0 | 0.8712 | 0.1679
Kadmat | 2025-12-25 07:00 | 12 | 359 | 7 | 2.98 | 81.5 | 27.7 | 28.62 | 7 | 21.62 | 7.68 | 1000 | 627.6 | 0.0087 | 0.0729 | 0.8748 | 0.1659
Kadmat | 2025-12-25 08:00 | 12 | 359 | 8 | 5.19 | 325.4 | 28.14 | 28.65 | 7 | 21.65 | 6.6 | 1000 | 621.6 | 0.1327 | 0.2854 | 0.879 | 0.1426
Kadmat | 2025-12-25 09:00 | 12 | 359 | 9 | 6.33 | 539.5 | 28.44 | 28.69 | 7 | 21.69 | 6.49 | 1000 | 687.6 | 0.2455 | 0.4648 | 0.8835 | 0.1401
Kadmat | 2025-12-25 10:00 | 12 | 359 | 10 | 7.05 | 640.6 | 28.81 | 28.73 | 7 | 21.73 | 6.42 | 1000 | 678.4 | 0.3369 | 0.5466 | 0.8881 | 0.1388
Kadmat | 2025-12-25 11:00 | 12 | 359 | 11 | 7.77 | 777.9 | 29 | 28.77 | 7 | 21.77 | 6.29 | 1000 | 662.4 | 0.444 | 0.656 | 0.8923 | 0.1359
Kadmat | 2025-12-25 12:00 | 12 | 359 | 12 | 7.72 | 838.2 | 29.35 | 28.8 | 7 | 21.8 | 6.89 | 1000 | 730.9 | 0.4356 | 0.7025 | 0.896 | 0.1488
Kadmat | 2025-12-25 13:00 | 12 | 359 | 13 | 7.32 | 770.4 | 29.65 | 28.82 | 7 | 21.82 | 7.58 | 1000 | 697.6 | 0.376 | 0.6485 | 0.8988 | 0.1637
Kadmat | 2025-12-25 14:00 | 12 | 359 | 14 | 7.4 | 718.4 | 29.57 | 28.84 | 7 | 21.84 | 7.07 | 1000 | 710.9 | 0.3874 | 0.6075 | 0.9005 | 0.1527
Kadmat | 2025-12-25 15:00 | 12 | 359 | 15 | 6.34 | 631.7 | 29.55 | 28.84 | 7 | 21.84 | 7.5 | 1000 | 662.6 | 0.2466 | 0.5379 | 0.9011 | 0.162
Kadmat | 2025-12-25 16:00 | 12 | 359 | 16 | 6.98 | 333.7 | 29.27 | 28.84 | 7 | 21.84 | 6.69 | 1000 | 694.1 | 0.3272 | 0.2913 | 0.9004 | 0.1444
Kadmat | 2025-12-25 17:00 | 12 | 359 | 17 | 6.88 | 135.7 | 28.97 | 28.82 | 7 | 21.82 | 6.59 | 1000 | 756.8 | 0.3139 | 0.1205 | 0.8986 | 0.1423
Kadmat | 2025-12-25 18:00 | 12 | 359 | 18 | 5.78 | 0 | 28.68 | 28.8 | 7 | 21.8 | 7.22 | 1000 | 857.7 | 0.1856 | 0 | 0.8958 | 0.156
Kadmat | 2025-12-25 19:00 | 12 | 359 | 19 | 6.16 | 0 | 28.42 | 28.77 | 7 | 21.77 | 6.45 | 1000 | 876.4 | 0.2259 | 0 | 0.8921 | 0.1393
Kadmat | 2025-12-25 20:00 | 12 | 359 | 20 | 6.26 | 0 | 28.29 | 28.73 | 7 | 21.73 | 6.48 | 1000 | 898.5 | 0.2364 | 0 | 0.8878 | 0.14
Kadmat | 2025-12-25 21:00 | 12 | 359 | 21 | 6.16 | 0 | 27.74 | 28.69 | 7 | 21.69 | 6.17 | 1000 | 789.1 | 0.2254 | 0 | 0.8832 | 0.1332
Kadmat | 2025-12-25 22:00 | 12 | 359 | 22 | 5.52 | 0 | 27.33 | 28.65 | 7 | 21.65 | 5.57 | 1000 | 708.7 | 0.1605 | 0 | 0.8786 | 0.1203
Kadmat | 2025-12-25 23:00 | 12 | 359 | 23 | 4.13 | 0 | 27.01 | 28.61 | 7 | 21.61 | 6.13 | 1000 | 599.8 | 0.0585 | 0 | 0.8743 | 0.1324
Kadmat | 2025-12-26 00:00 | 12 | 360 | 0 | 3.72 | 0 | 26.93 | 28.58 | 7 | 21.58 | 6.1 | 1000 | 477 | 0.0374 | 0 | 0.8706 | 0.1317
Kadmat | 2025-12-26 01:00 | 12 | 360 | 1 | 3.09 | 0 | 26.69 | 28.56 | 7 | 21.56 | 7.04 | 1000 | 455.6 | 0.0123 | 0 | 0.8678 | 0.1521
Kadmat | 2025-12-26 02:00 | 12 | 360 | 2 | 3.39 | 0 | 26.54 | 28.54 | 7 | 21.54 | 6.49 | 1000 | 433.3 | 0.0231 | 0 | 0.866 | 0.1402
Kadmat | 2025-12-26 03:00 | 12 | 360 | 3 | 2.56 | 0 | 26.61 | 28.54 | 7 | 21.54 | 5.85 | 1000 | 423.1 | 0.0011 | 0 | 0.8654 | 0.1264
Kadmat | 2025-12-26 04:00 | 12 | 360 | 4 | 2.01 | 0 | 26.71 | 28.54 | 7 | 21.54 | 5.01 | 1000 | 430.7 | 0 | 0 | 0.8659 | 0.1083
Kadmat | 2025-12-26 05:00 | 12 | 360 | 5 | 2.06 | 0 | 26.81 | 28.56 | 7 | 21.56 | 5.04 | 1000 | 483.1 | 0 | 0 | 0.8677 | 0.1088
Kadmat | 2025-12-26 06:00 | 12 | 360 | 6 | 1.75 | 0 | 27.15 | 28.58 | 7 | 21.58 | 4.42 | 1000 | 560.4 | 0 | 0 | 0.8704 | 0.0955
Kadmat | 2025-12-26 07:00 | 12 | 360 | 7 | 1.09 | 72.3 | 27.5 | 28.61 | 7 | 21.61 | 4.24 | 1000 | 609.1 | 0 | 0.0648 | 0.874 | 0.0915
Kadmat | 2025-12-26 08:00 | 12 | 360 | 8 | 0.87 | 278.6 | 27.88 | 28.65 | 7 | 21.65 | 4.76 | 1000 | 626 | 0 | 0.2455 | 0.8782 | 0.1028
Kadmat | 2025-12-26 09:00 | 12 | 360 | 9 | 0.8 | 487.8 | 28.29 | 28.69 | 7 | 21.69 | 4.64 | 1000 | 680.6 | 0 | 0.4222 | 0.8828 | 0.1002
Kadmat | 2025-12-26 10:00 | 12 | 360 | 10 | 1.07 | 708.8 | 28.74 | 28.72 | 7 | 21.72 | 5.27 | 1000 | 677.3 | 0 | 0.6017 | 0.8873 | 0.1138
Kadmat | 2025-12-26 11:00 | 12 | 360 | 11 | 2.07 | 626 | 29.15 | 28.76 | 7 | 21.76 | 5.78 | 1000 | 687.5 | 0 | 0.5342 | 0.8916 | 0.1248
Kadmat | 2025-12-26 12:00 | 12 | 360 | 12 | 1.99 | 806.2 | 29.47 | 28.79 | 7 | 21.79 | 5.35 | 1000 | 666 | 0 | 0.6771 | 0.8952 | 0.1156
Kadmat | 2025-12-26 13:00 | 12 | 360 | 13 | 1.9 | 728.7 | 29.57 | 28.82 | 7 | 21.82 | 5.21 | 1000 | 742.9 | 0 | 0.6157 | 0.898 | 0.1126
Kadmat | 2025-12-26 14:00 | 12 | 360 | 14 | 2.05 | 616.8 | 29.64 | 28.83 | 7 | 21.83 | 4.86 | 1000 | 703.7 | 0 | 0.5257 | 0.8997 | 0.1049
Kadmat | 2025-12-26 15:00 | 12 | 360 | 15 | 2.11 | 504.5 | 29.79 | 28.83 | 7 | 21.83 | 5 | 1000 | 681.5 | 0 | 0.4337 | 0.9003 | 0.1081
Kadmat | 2025-12-26 16:00 | 12 | 360 | 16 | 1.66 | 414.9 | 29.34 | 28.83 | 7 | 21.83 | 4.83 | 1000 | 696.9 | 0 | 0.3598 | 0.8997 | 0.1043
Kadmat | 2025-12-26 17:00 | 12 | 360 | 17 | 2.02 | 151.4 | 29.14 | 28.81 | 7 | 21.81 | 3.91 | 1000 | 733.7 | 0 | 0.1341 | 0.8979 | 0.0845
Kadmat | 2025-12-26 18:00 | 12 | 360 | 18 | 2.12 | 0 | 28.68 | 28.79 | 7 | 21.79 | 4 | 1000 | 879.2 | 0 | 0 | 0.895 | 0.0864
Kadmat | 2025-12-26 19:00 | 12 | 360 | 19 | 2.68 | 0 | 28.29 | 28.76 | 7 | 21.76 | 3.99 | 1000 | 859.8 | 0.0033 | 0 | 0.8913 | 0.0861
Kadmat | 2025-12-26 20:00 | 12 | 360 | 20 | 1.94 | 0 | 27.69 | 28.72 | 7 | 21.72 | 4.27 | 1000 | 791 | 0 | 0 | 0.887 | 0.0921
Kadmat | 2025-12-26 21:00 | 12 | 360 | 21 | 1.54 | 0 | 27.57 | 28.68 | 7 | 21.68 | 3.96 | 1000 | 797.2 | 0 | 0 | 0.8824 | 0.0856
Kadmat | 2025-12-26 22:00 | 12 | 360 | 22 | 1.5 | 0 | 27.01 | 28.64 | 7 | 21.64 | 3.74 | 1000 | 742.3 | 0 | 0 | 0.8778 | 0.0808
Kadmat | 2025-12-26 23:00 | 12 | 360 | 23 | 1.37 | 0 | 26.63 | 28.61 | 7 | 21.61 | 3.41 | 1000 | 544.5 | 0 | 0 | 0.8735 | 0.0737
Kadmat | 2025-12-27 00:00 | 12 | 361 | 0 | 2.3 | 0 | 26.21 | 28.58 | 7 | 21.58 | 3.74 | 1000 | 494.7 | 0 | 0 | 0.8699 | 0.0807
Kadmat | 2025-12-27 01:00 | 12 | 361 | 1 | 1.42 | 0 | 25.93 | 28.55 | 7 | 21.55 | 4.26 | 1000 | 435.7 | 0 | 0 | 0.867 | 0.0919
Kadmat | 2025-12-27 02:00 | 12 | 361 | 2 | 1.17 | 0 | 25.8 | 28.54 | 7 | 21.54 | 4.11 | 1000 | 436.3 | 0 | 0 | 0.8652 | 0.0888
Kadmat | 2025-12-27 03:00 | 12 | 361 | 3 | 1.38 | 0 | 26.03 | 28.53 | 7 | 21.53 | 3.91 | 1000 | 431.6 | 0 | 0 | 0.8646 | 0.0844
Kadmat | 2025-12-27 04:00 | 12 | 361 | 4 | 1.05 | 0 | 26.3 | 28.54 | 7 | 21.54 | 4.19 | 1000 | 422.1 | 0 | 0 | 0.8652 | 0.0905
Kadmat | 2025-12-27 05:00 | 12 | 361 | 5 | 0.57 | 0 | 26.59 | 28.55 | 7 | 21.55 | 4 | 1000 | 470.5 | 0 | 0 | 0.8669 | 0.0863
Kadmat | 2025-12-27 06:00 | 12 | 361 | 6 | 0.79 | 0 | 26.97 | 28.57 | 7 | 21.57 | 4.21 | 1000 | 537.6 | 0 | 0 | 0.8697 | 0.091
Kadmat | 2025-12-27 07:00 | 12 | 361 | 7 | 1.3 | 65.4 | 27.35 | 28.61 | 7 | 21.61 | 4.13 | 1000 | 599 | 0 | 0.0587 | 0.8733 | 0.0892
Kadmat | 2025-12-27 08:00 | 12 | 361 | 8 | 0.97 | 287.2 | 27.78 | 28.64 | 7 | 21.64 | 3.88 | 1000 | 594.1 | 0 | 0.253 | 0.8775 | 0.0837
Kadmat | 2025-12-27 09:00 | 12 | 361 | 9 | 1.05 | 488.2 | 28.23 | 28.68 | 7 | 21.68 | 3.79 | 1000 | 636.4 | 0 | 0.4227 | 0.882 | 0.0818
Kadmat | 2025-12-27 10:00 | 12 | 361 | 10 | 0.97 | 616 | 28.54 | 28.72 | 7 | 21.72 | 3.95 | 1000 | 674.1 | 0 | 0.5273 | 0.8866 | 0.0853
Kadmat | 2025-12-27 11:00 | 12 | 361 | 11 | 1.11 | 645.8 | 28.86 | 28.75 | 7 | 21.75 | 4.07 | 1000 | 706.4 | 0 | 0.5508 | 0.8908 | 0.088
Kadmat | 2025-12-27 12:00 | 12 | 361 | 12 | 0.5 | 772.8 | 29 | 28.79 | 7 | 21.79 | 3.88 | 1000 | 676 | 0 | 0.652 | 0.8944 | 0.0839
Kadmat | 2025-12-27 13:00 | 12 | 361 | 13 | 0.43 | 701.6 | 29.1 | 28.81 | 7 | 21.81 | 4.24 | 1000 | 698.5 | 0 | 0.5951 | 0.8972 | 0.0915
Kadmat | 2025-12-27 14:00 | 12 | 361 | 14 | 0.74 | 676.3 | 29.19 | 28.82 | 7 | 21.82 | 4.33 | 1000 | 692.2 | 0 | 0.5747 | 0.899 | 0.0935
Kadmat | 2025-12-27 15:00 | 12 | 361 | 15 | 1.14 | 557.8 | 29.24 | 28.83 | 7 | 21.83 | 4.06 | 1000 | 658.3 | 0 | 0.4784 | 0.8996 | 0.0876
Kadmat | 2025-12-27 16:00 | 12 | 361 | 16 | 1.84 | 359.1 | 29.02 | 28.82 | 7 | 21.82 | 3.8 | 1000 | 695.9 | 0 | 0.3131 | 0.8989 | 0.0821
Kadmat | 2025-12-27 17:00 | 12 | 361 | 17 | 1.44 | 148.2 | 28.57 | 28.81 | 7 | 21.81 | 4.37 | 1000 | 787.1 | 0 | 0.1316 | 0.8971 | 0.0943
Kadmat | 2025-12-27 18:00 | 12 | 361 | 18 | 1.03 | 0 | 28.42 | 28.78 | 7 | 21.78 | 4.52 | 1000 | 841.3 | 0 | 0 | 0.8943 | 0.0977
Kadmat | 2025-12-27 19:00 | 12 | 361 | 19 | 0.95 | 0 | 28.06 | 28.75 | 7 | 21.75 | 5.06 | 1000 | 883.8 | 0 | 0 | 0.8906 | 0.1093
Kadmat | 2025-12-27 20:00 | 12 | 361 | 20 | 0.84 | 0 | 27.68 | 28.72 | 7 | 21.72 | 5.3 | 1000 | 876.3 | 0 | 0 | 0.8863 | 0.1145
Kadmat | 2025-12-27 21:00 | 12 | 361 | 21 | 1.07 | 0 | 27.07 | 28.68 | 7 | 21.68 | 5.04 | 1000 | 769.7 | 0 | 0 | 0.8816 | 0.1089
Kadmat | 2025-12-27 22:00 | 12 | 361 | 22 | 1.17 | 0 | 26.49 | 28.64 | 7 | 21.64 | 5.12 | 1000 | 690.4 | 0 | 0 | 0.877 | 0.1106
Kadmat | 2025-12-27 23:00 | 12 | 361 | 23 | 1.12 | 0 | 26.14 | 28.6 | 7 | 21.6 | 5.25 | 1000 | 590.6 | 0 | 0 | 0.8728 | 0.1134
Kadmat | 2025-12-28 00:00 | 12 | 362 | 0 | 1.62 | 0 | 26.19 | 28.57 | 7 | 21.57 | 5.79 | 1000 | 482.5 | 0 | 0 | 0.8691 | 0.125
Kadmat | 2025-12-28 01:00 | 12 | 362 | 1 | 0.73 | 0 | 25.93 | 28.55 | 7 | 21.55 | 5.21 | 1000 | 418.8 | 0 | 0 | 0.8663 | 0.1125
Kadmat | 2025-12-28 02:00 | 12 | 362 | 2 | 0.68 | 0 | 25.75 | 28.53 | 7 | 21.53 | 4.66 | 1000 | 431.8 | 0 | 0 | 0.8645 | 0.1007
Kadmat | 2025-12-28 03:00 | 12 | 362 | 3 | 0.83 | 0 | 25.8 | 28.52 | 7 | 21.52 | 5.06 | 1000 | 429.6 | 0 | 0 | 0.8639 | 0.1094
Kadmat | 2025-12-28 04:00 | 12 | 362 | 4 | 0.9 | 0 | 26.01 | 28.53 | 7 | 21.53 | 5.61 | 1000 | 435.8 | 0 | 0 | 0.8644 | 0.1211
Kadmat | 2025-12-28 05:00 | 12 | 362 | 5 | 1.17 | 0 | 26.25 | 28.54 | 7 | 21.54 | 5.8 | 1000 | 470.1 | 0 | 0 | 0.8661 | 0.1253
Kadmat | 2025-12-28 06:00 | 12 | 362 | 6 | 2.46 | 0 | 26.46 | 28.57 | 7 | 21.57 | 5.51 | 1000 | 550 | 0 | 0 | 0.8689 | 0.119
Kadmat | 2025-12-28 07:00 | 12 | 362 | 7 | 1.7 | 66.6 | 26.76 | 28.6 | 7 | 21.6 | 5.22 | 1000 | 627.9 | 0 | 0.0599 | 0.8725 | 0.1127
Kadmat | 2025-12-28 08:00 | 12 | 362 | 8 | 1.51 | 314.1 | 27.06 | 28.63 | 7 | 21.63 | 5.83 | 1000 | 638.4 | 0 | 0.2768 | 0.8767 | 0.1259
Kadmat | 2025-12-28 09:00 | 12 | 362 | 9 | 1.69 | 531.3 | 27.72 | 28.67 | 7 | 21.67 | 6.33 | 1000 | 661.9 | 0 | 0.4592 | 0.8813 | 0.1367
Kadmat | 2025-12-28 10:00 | 12 | 362 | 10 | 1.42 | 699 | 28.03 | 28.71 | 7 | 21.71 | 6.62 | 1000 | 667.9 | 0 | 0.5955 | 0.8858 | 0.1431
Kadmat | 2025-12-28 11:00 | 12 | 362 | 11 | 2.23 | 766.3 | 28.43 | 28.75 | 7 | 21.75 | 6.29 | 1000 | 685.6 | 0 | 0.6482 | 0.89 | 0.1358
Kadmat | 2025-12-28 12:00 | 12 | 362 | 12 | 2.39 | 849.4 | 28.57 | 28.78 | 7 | 21.78 | 6.76 | 1000 | 712.8 | 0 | 0.7133 | 0.8937 | 0.1461
Kadmat | 2025-12-28 13:00 | 12 | 362 | 13 | 2.43 | 787 | 28.73 | 28.8 | 7 | 21.8 | 5.36 | 1000 | 686.3 | 0 | 0.6638 | 0.8965 | 0.1157
Kadmat | 2025-12-28 14:00 | 12 | 362 | 14 | 2.27 | 689.2 | 28.74 | 28.82 | 7 | 21.82 | 4.78 | 1000 | 696.8 | 0 | 0.586 | 0.8982 | 0.1032
Kadmat | 2025-12-28 15:00 | 12 | 362 | 15 | 2.4 | 581.8 | 28.63 | 28.82 | 7 | 21.82 | 4.91 | 1000 | 655.3 | 0 | 0.4992 | 0.8988 | 0.1061
Kadmat | 2025-12-28 16:00 | 12 | 362 | 16 | 3.43 | 341.7 | 28.5 | 28.82 | 7 | 21.82 | 4.89 | 1000 | 704.5 | 0.0246 | 0.299 | 0.8982 | 0.1057
Kadmat | 2025-12-28 17:00 | 12 | 362 | 17 | 2.89 | 165.2 | 28.16 | 28.8 | 7 | 21.8 | 5.22 | 1000 | 809.8 | 0.007 | 0.1467 | 0.8963 | 0.1127
Kadmat | 2025-12-28 18:00 | 12 | 362 | 18 | 2.03 | 0 | 27.95 | 28.78 | 7 | 21.78 | 5.19 | 1000 | 856 | 0 | 0 | 0.8935 | 0.1121
Kadmat | 2025-12-28 19:00 | 12 | 362 | 19 | 1.93 | 0 | 27.65 | 28.75 | 7 | 21.75 | 5.47 | 1000 | 865.4 | 0 | 0 | 0.8898 | 0.1182
Kadmat | 2025-12-28 20:00 | 12 | 362 | 20 | 1.46 | 0 | 27.26 | 28.71 | 7 | 21.71 | 5 | 1000 | 853.6 | 0 | 0 | 0.8855 | 0.108
Kadmat | 2025-12-28 21:00 | 12 | 362 | 21 | 1.11 | 0 | 26.94 | 28.67 | 7 | 21.67 | 4.86 | 1000 | 815.4 | 0 | 0 | 0.8809 | 0.1049
Kadmat | 2025-12-28 22:00 | 12 | 362 | 22 | 1.63 | 0 | 26.69 | 28.63 | 7 | 21.63 | 4.41 | 1000 | 687.4 | 0 | 0 | 0.8763 | 0.0953
Kadmat | 2025-12-28 23:00 | 12 | 362 | 23 | 2.3 | 0 | 26.51 | 28.59 | 7 | 21.59 | 4.27 | 1000 | 564.3 | 0 | 0 | 0.872 | 0.0923
Kadmat | 2025-12-29 00:00 | 12 | 363 | 0 | 2.25 | 0 | 26.4 | 28.56 | 7 | 21.56 | 3.84 | 1000 | 480.1 | 0 | 0 | 0.8683 | 0.0829
Kadmat | 2025-12-29 01:00 | 12 | 363 | 1 | 3.11 | 0 | 26.26 | 28.54 | 7 | 21.54 | 4.43 | 1000 | 425.6 | 0.0128 | 0 | 0.8655 | 0.0958
Kadmat | 2025-12-29 02:00 | 12 | 363 | 2 | 2.54 | 0 | 26.21 | 28.52 | 7 | 21.52 | 5.02 | 1000 | 449.9 | 0.0006 | 0 | 0.8637 | 0.1083
Kadmat | 2025-12-29 03:00 | 12 | 363 | 3 | 1.46 | 0 | 26.17 | 28.52 | 7 | 21.52 | 5.16 | 1000 | 422.5 | 0 | 0 | 0.8631 | 0.1116
Kadmat | 2025-12-29 04:00 | 12 | 363 | 4 | 1.15 | 0 | 26.45 | 28.52 | 7 | 21.52 | 5.43 | 1000 | 419.3 | 0 | 0 | 0.8637 | 0.1172
Kadmat | 2025-12-29 05:00 | 12 | 363 | 5 | 1.28 | 0 | 26.83 | 28.54 | 7 | 21.54 | 5.02 | 1000 | 499.5 | 0 | 0 | 0.8654 | 0.1085
Kadmat | 2025-12-29 06:00 | 12 | 363 | 6 | 1.57 | 0 | 27.2 | 28.56 | 7 | 21.56 | 4.47 | 1000 | 535.6 | 0 | 0 | 0.8682 | 0.0966
Kadmat | 2025-12-29 07:00 | 12 | 363 | 7 | 1.18 | 67.7 | 27.45 | 28.59 | 7 | 21.59 | 4.41 | 1000 | 584.7 | 0 | 0.0607 | 0.8718 | 0.0952
Kadmat | 2025-12-29 08:00 | 12 | 363 | 8 | 1.62 | 297.3 | 27.89 | 28.63 | 7 | 21.63 | 4.51 | 1000 | 643.3 | 0 | 0.2616 | 0.876 | 0.0974
Kadmat | 2025-12-29 09:00 | 12 | 363 | 9 | 1.48 | 505.1 | 28.27 | 28.67 | 7 | 21.67 | 4.29 | 1000 | 659.3 | 0 | 0.4366 | 0.8805 | 0.0926
Kadmat | 2025-12-29 10:00 | 12 | 363 | 10 | 1.55 | 629.8 | 28.65 | 28.71 | 7 | 21.71 | 4.23 | 1000 | 698.2 | 0 | 0.5382 | 0.885 | 0.0915
Kadmat | 2025-12-29 11:00 | 12 | 363 | 11 | 1.4 | 731.7 | 28.84 | 28.74 | 7 | 21.74 | 4.6 | 1000 | 672.4 | 0 | 0.6198 | 0.8893 | 0.0993
Kadmat | 2025-12-29 12:00 | 12 | 363 | 12 | 2.09 | 768.2 | 29.24 | 28.77 | 7 | 21.77 | 4.95 | 1000 | 730.7 | 0 | 0.6478 | 0.8929 | 0.107
Kadmat | 2025-12-29 13:00 | 12 | 363 | 13 | 2.83 | 826 | 29.33 | 28.8 | 7 | 21.8 | 6.34 | 1000 | 668.8 | 0.006 | 0.693 | 0.8957 | 0.1369
Kadmat | 2025-12-29 14:00 | 12 | 363 | 14 | 3.15 | 699.1 | 29.5 | 28.81 | 7 | 21.81 | 6.84 | 1000 | 674.9 | 0.0145 | 0.5923 | 0.8975 | 0.1478
Kadmat | 2025-12-29 15:00 | 12 | 363 | 15 | 3.22 | 574.3 | 29.57 | 28.82 | 7 | 21.82 | 6.28 | 1000 | 685.7 | 0.017 | 0.4913 | 0.898 | 0.1357
Kadmat | 2025-12-29 16:00 | 12 | 363 | 16 | 3.68 | 378.3 | 29.34 | 28.81 | 7 | 21.81 | 6.2 | 1000 | 714.2 | 0.0352 | 0.329 | 0.8974 | 0.134
Kadmat | 2025-12-29 17:00 | 12 | 363 | 17 | 5.38 | 146.8 | 29.28 | 28.79 | 7 | 21.79 | 6.26 | 1000 | 767.7 | 0.1483 | 0.13 | 0.8956 | 0.1352
Kadmat | 2025-12-29 18:00 | 12 | 363 | 18 | 5.31 | 0 | 28.91 | 28.77 | 7 | 21.77 | 6.9 | 1000 | 861.4 | 0.1423 | 0 | 0.8927 | 0.1491
Kadmat | 2025-12-29 19:00 | 12 | 363 | 19 | 6.25 | 0 | 28.79 | 28.74 | 7 | 21.74 | 6.69 | 1000 | 881 | 0.2355 | 0 | 0.889 | 0.1445
Kadmat | 2025-12-29 20:00 | 12 | 363 | 20 | 5.42 | 0 | 28.13 | 28.7 | 7 | 21.7 | 6.56 | 1000 | 898.7 | 0.1514 | 0 | 0.8847 | 0.1418
Kadmat | 2025-12-29 21:00 | 12 | 363 | 21 | 4.56 | 0 | 27.92 | 28.66 | 7 | 21.66 | 6.55 | 1000 | 844 | 0.0854 | 0 | 0.8801 | 0.1415
Kadmat | 2025-12-29 22:00 | 12 | 363 | 22 | 3.52 | 0 | 27.33 | 28.62 | 7 | 21.62 | 6.93 | 1000 | 670.3 | 0.028 | 0 | 0.8755 | 0.1496
Kadmat | 2025-12-29 23:00 | 12 | 363 | 23 | 3.3 | 0 | 27.07 | 28.59 | 7 | 21.59 | 6.55 | 1000 | 568.9 | 0.0196 | 0 | 0.8713 | 0.1414
Kadmat | 2025-12-30 00:00 | 12 | 364 | 0 | 3.28 | 0 | 26.84 | 28.56 | 7 | 21.56 | 5.87 | 1000 | 491.9 | 0.0192 | 0 | 0.8676 | 0.1267
Kadmat | 2025-12-30 01:00 | 12 | 364 | 1 | 3.49 | 0 | 26.51 | 28.53 | 7 | 21.53 | 5.42 | 1000 | 463.8 | 0.0266 | 0 | 0.8648 | 0.1171
Kadmat | 2025-12-30 02:00 | 12 | 364 | 2 | 4.1 | 0 | 26.27 | 28.52 | 7 | 21.52 | 5.62 | 1000 | 418.8 | 0.0565 | 0 | 0.863 | 0.1214
Kadmat | 2025-12-30 03:00 | 12 | 364 | 3 | 4.24 | 0 | 26.11 | 28.51 | 7 | 21.51 | 5.04 | 1000 | 417.4 | 0.0651 | 0 | 0.8624 | 0.1088
Kadmat | 2025-12-30 04:00 | 12 | 364 | 4 | 4.98 | 0 | 26.47 | 28.52 | 7 | 21.52 | 5.91 | 1000 | 423 | 0.1157 | 0 | 0.8629 | 0.1276
Kadmat | 2025-12-30 05:00 | 12 | 364 | 5 | 4.48 | 0 | 27.15 | 28.53 | 7 | 21.53 | 6.07 | 1000 | 501.9 | 0.0796 | 0 | 0.8646 | 0.1311
Kadmat | 2025-12-30 06:00 | 12 | 364 | 6 | 4.38 | 0 | 27.29 | 28.56 | 7 | 21.56 | 6.84 | 1000 | 548 | 0.0739 | 0 | 0.8674 | 0.1477
Kadmat | 2025-12-30 07:00 | 12 | 364 | 7 | 3.96 | 59.7 | 27.48 | 28.59 | 7 | 21.59 | 6.05 | 1000 | 590.5 | 0.0483 | 0.0536 | 0.871 | 0.1308
Kadmat | 2025-12-30 08:00 | 12 | 364 | 8 | 4.26 | 289.9 | 27.8 | 28.62 | 7 | 21.62 | 5.3 | 1000 | 607.3 | 0.0663 | 0.2553 | 0.8752 | 0.1145
Kadmat | 2025-12-30 09:00 | 12 | 364 | 9 | 2.3 | 462.2 | 28.14 | 28.66 | 7 | 21.66 | 5.04 | 1000 | 665.1 | 0 | 0.4011 | 0.8797 | 0.1089
Kadmat | 2025-12-30 10:00 | 12 | 364 | 10 | 1.51 | 656.9 | 28.36 | 28.7 | 7 | 21.7 | 4.63 | 1000 | 660.3 | 0 | 0.5607 | 0.8843 | 0.1
Kadmat | 2025-12-30 11:00 | 12 | 364 | 11 | 1.31 | 671 | 28.72 | 28.73 | 7 | 21.73 | 4.76 | 1000 | 664.4 | 0 | 0.5714 | 0.8885 | 0.1028
Kadmat | 2025-12-30 12:00 | 12 | 364 | 12 | 1.24 | 694 | 28.97 | 28.77 | 7 | 21.77 | 4.96 | 1000 | 706.7 | 0 | 0.5893 | 0.8922 | 0.1071
Kadmat | 2025-12-30 13:00 | 12 | 364 | 13 | 1.05 | 751.8 | 29.23 | 28.79 | 7 | 21.79 | 4.96 | 1000 | 713.8 | 0 | 0.6348 | 0.8949 | 0.1072
Kadmat | 2025-12-30 14:00 | 12 | 364 | 14 | 1.24 | 580.2 | 29.26 | 28.8 | 7 | 21.8 | 5.52 | 1000 | 657.4 | 0 | 0.4967 | 0.8967 | 0.1192
Kadmat | 2025-12-30 15:00 | 12 | 364 | 15 | 1.89 | 492.1 | 29.08 | 28.81 | 7 | 21.81 | 5.8 | 1000 | 672.5 | 0 | 0.4245 | 0.8973 | 0.1253
Kadmat | 2025-12-30 16:00 | 12 | 364 | 16 | 2.19 | 309.8 | 29.09 | 28.8 | 7 | 21.8 | 5.92 | 1000 | 700.3 | 0 | 0.2712 | 0.8966 | 0.128
Kadmat | 2025-12-30 17:00 | 12 | 364 | 17 | 3.49 | 156.9 | 28.93 | 28.79 | 7 | 21.79 | 5.97 | 1000 | 788.8 | 0.0267 | 0.1391 | 0.8948 | 0.1289
Kadmat | 2025-12-30 18:00 | 12 | 364 | 18 | 2.14 | 0 | 28.72 | 28.76 | 7 | 21.76 | 5.3 | 1000 | 864.1 | 0 | 0 | 0.892 | 0.1144
Kadmat | 2025-12-30 19:00 | 12 | 364 | 19 | 2.23 | 0 | 28.36 | 28.73 | 7 | 21.73 | 4.78 | 1000 | 909.2 | 0 | 0 | 0.8883 | 0.1032
Kadmat | 2025-12-30 20:00 | 12 | 364 | 20 | 2.26 | 0 | 28 | 28.7 | 7 | 21.7 | 4.75 | 1000 | 897.3 | 0 | 0 | 0.884 | 0.1026
Kadmat | 2025-12-30 21:00 | 12 | 364 | 21 | 1.68 | 0 | 27.6 | 28.66 | 7 | 21.66 | 4.95 | 1000 | 803.2 | 0 | 0 | 0.8794 | 0.107
Kadmat | 2025-12-30 22:00 | 12 | 364 | 22 | 0.81 | 0 | 26.96 | 28.62 | 7 | 21.62 | 5.01 | 1000 | 683.7 | 0 | 0 | 0.8748 | 0.1082
Kadmat | 2025-12-30 23:00 | 12 | 364 | 23 | 1.41 | 0 | 26.43 | 28.58 | 7 | 21.58 | 4.95 | 1000 | 574.1 | 0 | 0 | 0.8705 | 0.107
Kadmat | 2025-12-31 00:00 | 12 | 365 | 0 | 2.45 | 0 | 26.2 | 28.55 | 7 | 21.55 | 4.5 | 1000 | 493 | 0 | 0 | 0.8668 | 0.0972
Kadmat | 2025-12-31 01:00 | 12 | 365 | 1 | 2.52 | 0 | 26.03 | 28.53 | 7 | 21.53 | 4.62 | 1000 | 449.7 | 0.0003 | 0 | 0.864 | 0.0998
Kadmat | 2025-12-31 02:00 | 12 | 365 | 2 | 2.76 | 0 | 25.98 | 28.51 | 7 | 21.51 | 5.48 | 1000 | 422.3 | 0.0047 | 0 | 0.8622 | 0.1183
Kadmat | 2025-12-31 03:00 | 12 | 365 | 3 | 2.41 | 0 | 26.13 | 28.51 | 7 | 21.51 | 4.87 | 1000 | 454 | 0 | 0 | 0.8616 | 0.1052
Kadmat | 2025-12-31 04:00 | 12 | 365 | 4 | 2.56 | 0 | 26.39 | 28.51 | 7 | 21.51 | 4.96 | 1000 | 453 | 0.0011 | 0 | 0.8622 | 0.1072
Kadmat | 2025-12-31 05:00 | 12 | 365 | 5 | 3.24 | 0 | 26.7 | 28.53 | 7 | 21.53 | 4.44 | 1000 | 478.3 | 0.0177 | 0 | 0.8639 | 0.0958
Kadmat | 2025-12-31 06:00 | 12 | 365 | 6 | 3.06 | 0 | 27.01 | 28.55 | 7 | 21.55 | 4.15 | 1000 | 534.5 | 0.0113 | 0 | 0.8666 | 0.0897
Kadmat | 2025-12-31 07:00 | 12 | 365 | 7 | 2.45 | 61.8 | 27.58 | 28.58 | 7 | 21.58 | 4.44 | 1000 | 589.6 | 0 | 0.0554 | 0.8702 | 0.0959
Kadmat | 2025-12-31 08:00 | 12 | 365 | 8 | 1.93 | 279.7 | 28.11 | 28.62 | 7 | 21.62 | 4.24 | 1000 | 625.8 | 0 | 0.2463 | 0.8745 | 0.0917
Kadmat | 2025-12-31 09:00 | 12 | 365 | 9 | 2.76 | 398.2 | 28.46 | 28.65 | 7 | 21.65 | 3.66 | 1000 | 686.1 | 0.0047 | 0.3469 | 0.879 | 0.0792
Kadmat | 2025-12-31 10:00 | 12 | 365 | 10 | 3.34 | 648.8 | 28.65 | 28.69 | 7 | 21.69 | 3.75 | 1000 | 694 | 0.0211 | 0.5537 | 0.8835 | 0.0809
Kadmat | 2025-12-31 11:00 | 12 | 365 | 11 | 3.37 | 699 | 28.95 | 28.73 | 7 | 21.73 | 3.39 | 1000 | 692.5 | 0.0224 | 0.5934 | 0.8878 | 0.0732
Kadmat | 2025-12-31 12:00 | 12 | 365 | 12 | 3.64 | 827.4 | 29.3 | 28.76 | 7 | 21.76 | 3.7 | 1000 | 729 | 0.0337 | 0.6942 | 0.8914 | 0.0799
Kadmat | 2025-12-31 13:00 | 12 | 365 | 13 | 4.57 | 689.3 | 29.25 | 28.78 | 7 | 21.78 | 3.44 | 1000 | 693.8 | 0.0861 | 0.5849 | 0.8942 | 0.0744
Kadmat | 2025-12-31 14:00 | 12 | 365 | 14 | 3.43 | 570.3 | 29.28 | 28.8 | 7 | 21.8 | 3.5 | 1000 | 687 | 0.0244 | 0.4886 | 0.8959 | 0.0755
Kadmat | 2025-12-31 15:00 | 12 | 365 | 15 | 3.71 | 564.8 | 29.22 | 28.8 | 7 | 21.8 | 3.38 | 1000 | 675.7 | 0.0366 | 0.4842 | 0.8965 | 0.073
Kadmat | 2025-12-31 16:00 | 12 | 365 | 16 | 3.89 | 289.9 | 28.98 | 28.8 | 7 | 21.8 | 3.68 | 1000 | 693.3 | 0.0452 | 0.2542 | 0.8959 | 0.0794
Kadmat | 2025-12-31 17:00 | 12 | 365 | 17 | 3.92 | 143.1 | 28.77 | 28.78 | 7 | 21.78 | 3.95 | 1000 | 759.3 | 0.0469 | 0.127 | 0.8941 | 0.0852
Kadmat | 2025-12-31 18:00 | 12 | 365 | 18 | 4.39 | 0 | 28.24 | 28.76 | 7 | 21.76 | 3.84 | 1000 | 779.1 | 0.0743 | 0 | 0.8912 | 0.083
Kadmat | 2025-12-31 19:00 | 12 | 365 | 19 | 4.11 | 0 | 27.88 | 28.73 | 7 | 21.73 | 3.84 | 1000 | 938.9 | 0.0568 | 0 | 0.8875 | 0.0829
Kadmat | 2025-12-31 20:00 | 12 | 365 | 20 | 4.01 | 0 | 27.48 | 28.69 | 7 | 21.69 | 4.04 | 1000 | 868.1 | 0.0509 | 0 | 0.8832 | 0.0872
Kadmat | 2025-12-31 21:00 | 12 | 365 | 21 | 3.64 | 0 | 27.01 | 28.65 | 7 | 21.65 | 4.22 | 1000 | 765.1 | 0.0335 | 0 | 0.8786 | 0.0912
Kadmat | 2025-12-31 22:00 | 12 | 365 | 22 | 2.32 | 0 | 26.76 | 28.61 | 7 | 21.61 | 4.27 | 1000 | 688.2 | 0 | 0 | 0.874 | 0.0922
Kadmat | 2025-12-31 23:00 | 12 | 365 | 23 | 1.91 | 0 | 26.21 | 28.58 | 7 | 21.58 | 4.13 | 1000 | 575.5 | 0 | 0 | 0.8697 | 0.0892

## Lidar_Kadmat_Hourly
timestamp_IST | month_num | hour | ws_40m_ms | ws_60m_ms | ws_80m_ms | ws_100m_ms | ws_120m_ms | ws_150m_ms | wdir_80m_deg | ti_80m | shear_alpha | data_valid_flag
2025-01-01 00:00 | 1 | 0 | 5.66 | 5.9 | 6.08 | 6.23 | 6.35 | 6.5 | 37 | 0.127 | 0.105 | 1
2025-01-01 01:00 | 1 | 1 | 5.84 | 6.15 | 6.38 | 6.57 | 6.72 | 6.92 | 39 | 0.086 | 0.129 | 1
2025-01-01 02:00 | 1 | 2 | 5.54 | 5.83 | 6.04 | 6.21 | 6.35 | 6.53 | 29 | 0.1 | 0.125 | 1
2025-01-01 03:00 | 1 | 3 | 5.6 | 5.9 | 6.12 | 6.3 | 6.45 | 6.63 | 28 | 0.132 | 0.128 | 1
2025-01-01 04:00 | 1 | 4 | 5.31 | 5.63 | 5.87 | 6.06 | 6.23 | 6.43 | 24 | 0.124 | 0.145 | 1
2025-01-01 05:00 | 1 | 5 | 4.87 | 5.2 | 5.45 | 5.65 | 5.82 | 6.03 | 20 | 0.093 | 0.162 | 1
2025-01-01 06:00 | 1 | 6 | 3.92 | 4.17 | 4.35 | 4.49 | 4.61 | 4.77 | 17 | 0.129 | 0.148 | 1
2025-01-01 07:00 | 1 | 7 | 3.51 | 3.71 | 3.87 | 3.99 | 4.1 | 4.23 | 21 | 0.156 | 0.142 | 1
2025-01-01 08:00 | 1 | 8 | 3 | 3.18 | 3.31 | 3.42 | 3.51 | 3.62 | 12 | 0.16 | 0.143 | 1
2025-01-01 09:00 | 1 | 9 | 2.45 | 2.56 | 2.65 | 2.71 | 2.77 | 2.84 | 21 | 0.154 | 0.112 | 1
2025-01-01 10:00 | 1 | 10 | 3.05 | 3.19 | 3.29 | 3.36 | 3.43 | 3.51 | 17 | 0.149 | 0.107 | 1
2025-01-01 11:00 | 1 | 11 | 2.23 | 2.32 | 2.39 | 2.44 | 2.48 | 2.54 | 17 | 0.159 | 0.099 | 1
2025-01-01 12:00 | 1 | 12 | 2.5 | 2.61 | 2.68 | 2.74 | 2.79 | 2.85 | 15 | 0.184 | 0.098 | 1
2025-01-01 13:00 | 1 | 13 | 3.18 | 3.3 | 3.39 | 3.46 | 3.51 | 3.59 | 10 | 0.174 | 0.091 | 1
2025-01-01 14:00 | 1 | 14 | 3.8 | 3.94 | 4.05 | 4.14 | 4.21 | 4.3 | 4 | 0.141 | 0.093 | 1
2025-01-01 15:00 | 1 | 15 | 3.31 | 3.41 | 3.49 | 3.55 | 3.6 | 3.66 | 11 | 0.134 | 0.076 | 1
2025-01-01 16:00 | 1 | 16 | 4.02 | 4.13 | 4.2 | 4.26 | 4.31 | 4.37 | 13 | 0.136 | 0.063 | 1
2025-01-01 17:00 | 1 | 17 | 3.01 | 3.07 | 3.11 | 3.14 | 3.17 | 3.2 | 11 | 0.138 | 0.046 | 1
2025-01-01 18:00 | 1 | 18 | 2.37 | 2.43 | 2.47 | 2.5 | 2.52 | 2.55 | 8 | 0.175 | 0.056 | 1
2025-01-01 19:00 | 1 | 19 | 3 | 3.08 | 3.13 | 3.18 | 3.22 | 3.26 | 22 | 0.14 | 0.065 | 1
2025-01-01 20:00 | 1 | 20 | 3.25 | 3.35 | 3.43 | 3.49 | 3.54 | 3.6 | 9 | 0.176 | 0.077 | 1
2025-01-01 21:00 | 1 | 21 | 3.27 | 3.38 | 3.47 | 3.53 | 3.59 | 3.66 | 13 | 0.165 | 0.086 | 1
2025-01-01 22:00 | 1 | 22 | 3.37 | 3.48 | 3.56 | 3.62 | 3.67 | 3.74 | 17 | 0.133 | 0.078 | 1
2025-01-01 23:00 | 1 | 23 | 3.92 | 4.07 | 4.19 | 4.28 | 4.35 | 4.44 | 6 | 0.156 | 0.095 | 1
2025-01-02 00:00 | 1 | 0 | 3.77 | 3.93 | 4.05 | 4.15 | 4.23 | 4.33 | 1 | 0.123 | 0.106 | 1
2025-01-02 01:00 | 1 | 1 | 3.61 | 3.74 | 3.83 | 3.9 | 3.97 | 4.04 | 350 | 0.144 | 0.087 | 1
2025-01-02 02:00 | 1 | 2 | 3.83 | 3.99 | 4.1 | 4.19 | 4.27 | 4.36 | 2 | 0.118 | 0.097 | 1
2025-01-02 03:00 | 1 | 3 | 4.82 | 5.01 | 5.15 | 5.26 | 5.36 | 5.47 | 357 | 0.128 | 0.095 | 1
2025-01-02 04:00 | 1 | 4 | 4.22 | 4.41 | 4.55 | 4.67 | 4.76 | 4.88 | 358 | 0.143 | 0.111 | 1
2025-01-02 05:00 | 1 | 5 | 3.9 | 4.09 | 4.23 | 4.34 | 4.43 | 4.55 | 353 | 0.148 | 0.116 | 1
2025-01-02 06:00 | 1 | 6 | 4.77 | 4.97 | 5.12 | 5.23 | 5.33 | 5.46 | 349 | 0.127 | 0.102 | 1
2025-01-02 07:00 | 1 | 7 | 4.32 | 4.51 | 4.65 | 4.76 | 4.86 | 4.97 | 0 | 0.12 | 0.107 | 1
2025-01-02 08:00 | 1 | 8 | 5.2 | 5.45 | 5.65 | 5.8 | 5.93 | 6.09 | 346 | 0.108 | 0.12 | 1
2025-01-02 09:00 | 1 | 9 | 6.14 | 6.44 | 6.67 | 6.85 | 7 | 7.18 | 1 | 0.142 | 0.118 | 1
2025-01-02 10:00 | 1 | 10 | 8.32 | 8.75 | 9.07 | 9.32 | 9.53 | 9.8 | 1 | 0.092 | 0.124 | 1
2025-01-02 11:00 | 1 | 11 | 7.74 | 8.14 | 8.43 | 8.67 | 8.86 | 9.11 | 2 | 0.131 | 0.123 | 1
2025-01-02 12:00 | 1 | 12 | 7.94 | 8.38 | 8.7 | 8.96 | 9.18 | 9.45 | 5 | 0.093 | 0.132 | 1
2025-01-02 13:00 | 1 | 13 | 7.8 | 8.17 | 8.44 | 8.66 | 8.84 | 9.06 | 357 | 0.093 | 0.114 | 1
2025-01-02 14:00 | 1 | 14 | 8.03 | 8.35 | 8.59 | 8.78 | 8.94 | 9.13 | 2 | 0.113 | 0.097 | 1
2025-01-02 15:00 | 1 | 15 | 7.77 | 8.04 | 8.24 | 8.39 | 8.53 | 8.69 | 358 | 0.104 | 0.085 | 1
2025-01-02 16:00 | 1 | 16 | 7.18 | 7.47 | 7.69 | 7.86 | 8 | 8.18 | 6 | 0.124 | 0.099 | 1
2025-01-02 17:00 | 1 | 17 | 6.14 | 6.34 | 6.49 | 6.6 | 6.7 | 6.82 | 352 | 0.114 | 0.079 | 1
2025-01-02 18:00 | 1 | 18 | 5.94 | 6.16 | 6.32 | 6.45 | 6.56 | 6.69 | 350 | 0.124 | 0.091 | 1
2025-01-02 19:00 | 1 | 19 | 6.45 | 6.71 | 6.9 | 7.05 | 7.17 | 7.33 | 325 | 0.122 | 0.096 | 1
2025-01-02 20:00 | 1 | 20 | 6.88 | 7.18 | 7.4 | 7.58 | 7.72 | 7.91 | 319 | 0.096 | 0.105 | 1
2025-01-02 21:00 | 1 | 21 | 5.57 | 5.83 | 6.02 | 6.18 | 6.31 | 6.47 | 319 | 0.117 | 0.113 | 1
2025-01-02 22:00 | 1 | 22 | 5.8 | 6.11 | 6.34 | 6.53 | 6.68 | 6.88 | 314 | 0.111 | 0.129 | 1
2025-01-02 23:00 | 1 | 23 | 6.34 | 6.67 | 6.92 | 7.12 | 7.29 | 7.5 | 311 | 0.118 | 0.128 | 1
2025-01-03 00:00 | 1 | 0 | 6.72 | 7.08 | 7.35 | 7.57 | 7.75 | 7.98 | 317 | 0.111 | 0.13 | 1
2025-01-03 01:00 | 1 | 1 | 6.72 | 7.15 | 7.46 | 7.72 | 7.94 | 8.21 | 314 | 0.096 | 0.152 | 1
2025-01-03 02:00 | 1 | 2 | 6.32 | 6.73 | 7.03 | 7.28 | 7.49 | 7.75 | 324 | 0.154 | 0.155 | 1
2025-01-03 03:00 | 1 | 3 | 5.76 | 6.13 | 6.41 | 6.64 | 6.82 | 7.06 | 319 | 0.102 | 0.154 | 1
2025-01-03 04:00 | 1 | 4 | 5.24 | 5.56 | 5.8 | 5.99 | 6.15 | 6.35 | 323 | 0.119 | 0.145 | 1
2025-01-03 05:00 | 1 | 5 | 5.3 | 5.6 | 5.81 | 5.99 | 6.14 | 6.32 | 325 | 0.098 | 0.133 | 1
2025-01-03 06:00 | 1 | 6 | 4.43 | 4.69 | 4.89 | 5.04 | 5.17 | 5.34 | 330 | 0.134 | 0.14 | 1
2025-01-03 07:00 | 1 | 7 | 5.04 | 5.31 | 5.52 | 5.68 | 5.82 | 5.99 | 339 | 0.126 | 0.131 | 1
2025-01-03 08:00 | 1 | 8 | 4.76 | 5.04 | 5.24 | 5.41 | 5.54 | 5.72 | 336 | 0.117 | 0.138 | 1
2025-01-03 09:00 | 1 | 9 | 4.08 | 4.28 | 4.43 | 4.54 | 4.64 | 4.77 | 343 | 0.097 | 0.118 | 1
2025-01-03 10:00 | 1 | 10 | 3.81 | 3.97 | 4.09 | 4.19 | 4.27 | 4.37 | 1 | 0.119 | 0.104 | 1
2025-01-03 11:00 | 1 | 11 | 3.1 | 3.23 | 3.33 | 3.41 | 3.47 | 3.55 | 7 | 0.159 | 0.103 | 1
2025-01-03 12:00 | 1 | 12 | 3.11 | 3.22 | 3.3 | 3.36 | 3.42 | 3.48 | 9 | 0.147 | 0.086 | 1
2025-01-03 13:00 | 1 | 13 | 2.92 | 3.02 | 3.09 | 3.14 | 3.19 | 3.24 | 359 | 0.196 | 0.078 | 1
2025-01-03 14:00 | 1 | 14 | 2.46 | 2.54 | 2.61 | 2.66 | 2.7 | 2.76 | 357 | 0.16 | 0.087 | 1
2025-01-03 15:00 | 1 | 15 | 2.54 | 2.64 | 2.71 | 2.76 | 2.81 | 2.87 | 11 | 0.155 | 0.093 | 1
2025-01-03 16:00 | 1 | 16 | 3.54 | 3.69 | 3.8 | 3.89 | 3.96 | 4.05 | 13 | 0.141 | 0.102 | 1
2025-01-03 17:00 | 1 | 17 | 3.4 | 3.55 | 3.66 | 3.74 | 3.81 | 3.9 | 17 | 0.141 | 0.103 | 1
2025-01-03 18:00 | 1 | 18 | 3.12 | 3.28 | 3.41 | 3.51 | 3.59 | 3.69 | 10 | 0.146 | 0.128 | 1
2025-01-03 19:00 | 1 | 19 | 3.55 | 3.75 | 3.89 | 4.01 | 4.11 | 4.24 | 19 | 0.158 | 0.135 | 1
2025-01-03 20:00 | 1 | 20 | 4.36 | 4.62 | 4.81 | 4.97 | 5.1 | 5.26 | 10 | 0.132 | 0.142 | 1
2025-01-03 21:00 | 1 | 21 | 3.4 | 3.63 | 3.81 | 3.95 | 4.06 | 4.21 | 2 | 0.146 | 0.161 | 1
2025-01-03 22:00 | 1 | 22 | 3.85 | 4.1 | 4.29 | 4.44 | 4.57 | 4.73 | 359 | 0.137 | 0.155 | 1
2025-01-03 23:00 | 1 | 23 | 3.71 | 3.98 | 4.18 | 4.35 | 4.48 | 4.66 | 354 | 0.127 | 0.172 | 1
2025-01-04 00:00 | 1 | 0 | 3.69 | 3.96 | 4.15 | 4.31 | 4.45 | 4.62 | 7 | 0.131 | 0.169 | 1
2025-01-04 01:00 | 1 | 1 | 2.11 | 2.24 | 2.35 | 2.43 | 2.5 | 2.59 | 5 | 0.183 | 0.156 | 1
2025-01-04 02:00 | 1 | 2 | 1.53 | 1.62 | 1.7 | 1.75 | 1.8 | 1.86 | 15 | 0.209 | 0.149 | 1
2025-01-04 03:00 | 1 | 3 | 1.69 | 1.79 | 1.86 | 1.93 | 1.98 | 2.04 | 32 | 0.214 | 0.143 | 1
2025-01-04 04:00 | 1 | 4 | 1.27 | 1.34 | 1.39 | 1.43 | 1.47 | 1.51 | 23 | 0.235 | 0.135 | 0
2025-01-04 05:00 | 1 | 5 | 1.71 | 1.79 | 1.85 | 1.91 | 1.95 | 2 | 21 | 0.19 | 0.121 | 1
2025-01-04 06:00 | 1 | 6 | 1.68 | 1.76 | 1.83 | 1.88 | 1.93 | 1.98 | 22 | 0.2 | 0.128 | 1
2025-01-04 07:00 | 1 | 7 | 1.73 | 1.82 | 1.89 | 1.94 | 1.99 | 2.05 | 11 | 0.215 | 0.129 | 1
2025-01-04 08:00 | 1 | 8 | 1.47 | 1.54 | 1.59 | 1.63 | 1.67 | 1.71 | 8 | 0.236 | 0.114 | 1
2025-01-04 09:00 | 1 | 9 | 1.48 | 1.53 | 1.57 | 1.6 | 1.62 | 1.66 | 2 | 0.23 | 0.087 | 1
2025-01-04 10:00 | 1 | 10 | 1.65 | 1.71 | 1.76 | 1.79 | 1.82 | 1.86 | 355 | 0.194 | 0.088 | 1
2025-01-04 11:00 | 1 | 11 | 0.98 | 1.01 | 1.03 | 1.05 | 1.07 | 1.09 | 351 | 0.3 | 0.078 | 1
2025-01-04 12:00 | 1 | 12 | 1.09 | 1.12 | 1.13 | 1.15 | 1.16 | 1.17 | 4 | 0.285 | 0.053 | 1
2025-01-04 13:00 | 1 | 13 | 1.56 | 1.6 | 1.62 | 1.64 | 1.66 | 1.68 | 354 | 0.244 | 0.056 | 1
2025-01-04 14:00 | 1 | 14 | 1.7 | 1.74 | 1.77 | 1.79 | 1.81 | 1.83 | 334 | 0.221 | 0.056 | 1
2025-01-04 15:00 | 1 | 15 | 1.26 | 1.3 | 1.32 | 1.34 | 1.35 | 1.37 | 323 | 0.274 | 0.061 | 0
2025-01-04 16:00 | 1 | 16 | 1.02 | 1.05 | 1.07 | 1.08 | 1.09 | 1.11 | 332 | 0.3 | 0.063 | 1
2025-01-04 17:00 | 1 | 17 | 1.09 | 1.12 | 1.15 | 1.16 | 1.18 | 1.2 | 333 | 0.298 | 0.074 | 1
2025-01-04 18:00 | 1 | 18 | 1.61 | 1.68 | 1.73 | 1.77 | 1.8 | 1.84 | 333 | 0.226 | 0.099 | 1
2025-01-04 19:00 | 1 | 19 | 1.79 | 1.88 | 1.94 | 1.99 | 2.04 | 2.09 | 329 | 0.207 | 0.117 | 1
2025-01-04 20:00 | 1 | 20 | 2.1 | 2.19 | 2.27 | 2.32 | 2.37 | 2.43 | 329 | 0.198 | 0.112 | 1
2025-01-04 21:00 | 1 | 21 | 2.61 | 2.75 | 2.85 | 2.93 | 3 | 3.08 | 343 | 0.165 | 0.126 | 1
2025-01-04 22:00 | 1 | 22 | 2.22 | 2.35 | 2.45 | 2.53 | 2.6 | 2.68 | 341 | 0.19 | 0.143 | 1
2025-01-04 23:00 | 1 | 23 | 1.29 | 1.37 | 1.43 | 1.48 | 1.52 | 1.57 | 344 | 0.223 | 0.147 | 1
2025-01-05 00:00 | 1 | 0 | 1.64 | 1.75 | 1.83 | 1.89 | 1.94 | 2.01 | 343 | 0.233 | 0.155 | 1
2025-01-05 01:00 | 1 | 1 | 1.68 | 1.8 | 1.88 | 1.95 | 2.01 | 2.09 | 337 | 0.19 | 0.164 | 1
2025-01-05 02:00 | 1 | 2 | 2.03 | 2.18 | 2.3 | 2.4 | 2.48 | 2.58 | 326 | 0.167 | 0.181 | 1
2025-01-05 03:00 | 1 | 3 | 2.01 | 2.17 | 2.29 | 2.38 | 2.47 | 2.57 | 325 | 0.173 | 0.187 | 1
2025-01-05 04:00 | 1 | 4 | 2.06 | 2.22 | 2.35 | 2.45 | 2.54 | 2.65 | 345 | 0.207 | 0.191 | 1
2025-01-05 05:00 | 1 | 5 | 2.83 | 3.06 | 3.24 | 3.39 | 3.51 | 3.67 | 346 | 0.165 | 0.198 | 1
2025-01-05 06:00 | 1 | 6 | 2.49 | 2.69 | 2.84 | 2.97 | 3.08 | 3.21 | 4 | 0.174 | 0.194 | 1
2025-01-05 07:00 | 1 | 7 | 2.46 | 2.65 | 2.8 | 2.91 | 3.01 | 3.14 | 358 | 0.163 | 0.184 | 1
2025-01-05 08:00 | 1 | 8 | 3.34 | 3.57 | 3.74 | 3.88 | 4 | 4.15 | 4 | 0.13 | 0.164 | 1
2025-01-05 09:00 | 1 | 9 | 3.48 | 3.69 | 3.84 | 3.96 | 4.07 | 4.2 | 13 | 0.142 | 0.142 | 1
2025-01-05 10:00 | 1 | 10 | 3.8 | 4.03 | 4.19 | 4.33 | 4.44 | 4.58 | 4 | 0.147 | 0.142 | 1
2025-01-05 11:00 | 1 | 11 | 5.03 | 5.28 | 5.47 | 5.62 | 5.74 | 5.9 | 10 | 0.135 | 0.121 | 1
2025-01-05 12:00 | 1 | 12 | 5.18 | 5.41 | 5.59 | 5.73 | 5.84 | 5.99 | 1 | 0.102 | 0.11 | 1
2025-01-05 13:00 | 1 | 13 | 6.21 | 6.46 | 6.66 | 6.81 | 6.93 | 7.09 | 342 | 0.077 | 0.101 | 1
2025-01-05 14:00 | 1 | 14 | 5.64 | 5.85 | 6 | 6.12 | 6.22 | 6.34 | 346 | 0.099 | 0.088 | 1
2025-01-05 15:00 | 1 | 15 | 5.93 | 6.11 | 6.24 | 6.34 | 6.42 | 6.53 | 348 | 0.102 | 0.072 | 1
2025-01-05 16:00 | 1 | 16 | 5.27 | 5.39 | 5.47 | 5.53 | 5.59 | 5.65 | 349 | 0.125 | 0.053 | 1
2025-01-05 17:00 | 1 | 17 | 5.64 | 5.77 | 5.87 | 5.95 | 6.01 | 6.09 | 2 | 0.088 | 0.057 | 1
2025-01-05 18:00 | 1 | 18 | 6.65 | 6.85 | 6.99 | 7.11 | 7.2 | 7.31 | 355 | 0.101 | 0.072 | 1
2025-01-05 19:00 | 1 | 19 | 6.71 | 6.94 | 7.11 | 7.25 | 7.36 | 7.5 | 360 | 0.096 | 0.085 | 1
2025-01-05 20:00 | 1 | 20 | 6.18 | 6.38 | 6.53 | 6.65 | 6.75 | 6.87 | 357 | 0.095 | 0.079 | 1
2025-01-05 21:00 | 1 | 21 | 5.02 | 5.18 | 5.31 | 5.4 | 5.48 | 5.58 | 5 | 0.134 | 0.081 | 1
2025-01-05 22:00 | 1 | 22 | 5.55 | 5.76 | 5.91 | 6.03 | 6.13 | 6.25 | 5 | 0.111 | 0.09 | 1
2025-01-05 23:00 | 1 | 23 | 5.99 | 6.25 | 6.44 | 6.59 | 6.72 | 6.88 | 6 | 0.11 | 0.104 | 1
2025-01-06 00:00 | 1 | 0 | 6.36 | 6.61 | 6.8 | 6.94 | 7.07 | 7.22 | 1 | 0.111 | 0.096 | 1
2025-01-06 01:00 | 1 | 1 | 6.01 | 6.21 | 6.36 | 6.48 | 6.58 | 6.7 | 352 | 0.107 | 0.083 | 1
2025-01-06 02:00 | 1 | 2 | 6.43 | 6.6 | 6.72 | 6.82 | 6.9 | 7 | 1 | 0.104 | 0.064 | 1
2025-01-06 03:00 | 1 | 3 | 5.59 | 5.74 | 5.85 | 5.93 | 6 | 6.09 | 350 | 0.121 | 0.065 | 1
2025-01-06 04:00 | 1 | 4 | 4.43 | 4.52 | 4.59 | 4.65 | 4.69 | 4.75 | 9 | 0.133 | 0.053 | 1
2025-01-06 05:00 | 1 | 5 | 4.79 | 4.9 | 4.98 | 5.04 | 5.09 | 5.16 | 16 | 0.14 | 0.056 | 1
2025-01-06 06:00 | 1 | 6 | 4.03 | 4.14 | 4.23 | 4.29 | 4.34 | 4.41 | 7 | 0.135 | 0.068 | 1
2025-01-06 07:00 | 1 | 7 | 4.22 | 4.34 | 4.43 | 4.5 | 4.55 | 4.62 | 3 | 0.136 | 0.068 | 1
2025-01-06 08:00 | 1 | 8 | 4 | 4.1 | 4.16 | 4.22 | 4.26 | 4.31 | 16 | 0.118 | 0.057 | 1
2025-01-06 09:00 | 1 | 9 | 4.51 | 4.6 | 4.67 | 4.73 | 4.77 | 4.83 | 17 | 0.121 | 0.053 | 1
2025-01-06 10:00 | 1 | 10 | 4.19 | 4.29 | 4.36 | 4.42 | 4.46 | 4.52 | 16 | 0.136 | 0.058 | 1
2025-01-06 11:00 | 1 | 11 | 4.1 | 4.17 | 4.23 | 4.27 | 4.31 | 4.35 | 7 | 0.147 | 0.045 | 1
2025-01-06 12:00 | 1 | 12 | 5.54 | 5.63 | 5.69 | 5.74 | 5.78 | 5.84 | 14 | 0.142 | 0.04 | 1
2025-01-06 13:00 | 1 | 13 | 5.75 | 5.87 | 5.96 | 6.03 | 6.09 | 6.16 | 2 | 0.092 | 0.052 | 1
2025-01-06 14:00 | 1 | 14 | 6.58 | 6.7 | 6.8 | 6.87 | 6.93 | 7 | 3 | 0.103 | 0.048 | 1
2025-01-06 15:00 | 1 | 15 | 5.37 | 5.51 | 5.61 | 5.69 | 5.75 | 5.83 | 359 | 0.112 | 0.062 | 1
2025-01-06 16:00 | 1 | 16 | 4.5 | 4.63 | 4.73 | 4.8 | 4.86 | 4.94 | 358 | 0.125 | 0.069 | 1
2025-01-06 17:00 | 1 | 17 | 5.22 | 5.38 | 5.51 | 5.6 | 5.68 | 5.78 | 358 | 0.095 | 0.078 | 1
2025-01-06 18:00 | 1 | 18 | 6.59 | 6.79 | 6.94 | 7.05 | 7.15 | 7.26 | 10 | 0.122 | 0.073 | 1
2025-01-06 19:00 | 1 | 19 | 6.03 | 6.22 | 6.35 | 6.46 | 6.55 | 6.66 | 9 | 0.111 | 0.075 | 1
2025-01-06 20:00 | 1 | 20 | 5.29 | 5.47 | 5.59 | 5.69 | 5.78 | 5.88 | 12 | 0.115 | 0.08 | 1
2025-01-06 21:00 | 1 | 21 | 3.73 | 3.87 | 3.97 | 4.05 | 4.11 | 4.19 | 4 | 0.145 | 0.088 | 1
2025-01-06 22:00 | 1 | 22 | 4.23 | 4.37 | 4.47 | 4.55 | 4.61 | 4.69 | 3 | 0.141 | 0.078 | 1
2025-01-06 23:00 | 1 | 23 | 4.09 | 4.25 | 4.36 | 4.45 | 4.53 | 4.63 | 1 | 0.139 | 0.094 | 1
2025-01-07 00:00 | 1 | 0 | 4.66 | 4.87 | 5.03 | 5.15 | 5.25 | 5.38 | 14 | 0.104 | 0.108 | 1
2025-01-07 01:00 | 1 | 1 | 4.85 | 5.06 | 5.21 | 5.33 | 5.43 | 5.56 | 16 | 0.099 | 0.103 | 1
2025-01-07 02:00 | 1 | 2 | 5.44 | 5.69 | 5.87 | 6.01 | 6.13 | 6.28 | 18 | 0.117 | 0.109 | 1
2025-01-07 03:00 | 1 | 3 | 5.08 | 5.32 | 5.5 | 5.64 | 5.75 | 5.9 | 20 | 0.118 | 0.113 | 1
2025-01-07 04:00 | 1 | 4 | 4.72 | 4.91 | 5.05 | 5.17 | 5.26 | 5.38 | 18 | 0.111 | 0.098 | 1
2025-01-07 05:00 | 1 | 5 | 5.36 | 5.59 | 5.76 | 5.89 | 6 | 6.14 | 24 | 0.119 | 0.102 | 1
2025-01-07 06:00 | 1 | 6 | 5.25 | 5.49 | 5.66 | 5.8 | 5.92 | 6.06 | 21 | 0.109 | 0.109 | 1
2025-01-07 07:00 | 1 | 7 | 4.96 | 5.16 | 5.3 | 5.42 | 5.51 | 5.64 | 18 | 0.122 | 0.097 | 1
2025-01-07 08:00 | 1 | 8 | 5.01 | 5.25 | 5.42 | 5.55 | 5.67 | 5.81 | 26 | 0.129 | 0.111 | 1
2025-01-07 09:00 | 1 | 9 | 5.83 | 6.08 | 6.26 | 6.4 | 6.52 | 6.67 | 14 | 0.126 | 0.101 | 1
2025-01-07 10:00 | 1 | 10 | 7.17 | 7.44 | 7.65 | 7.81 | 7.94 | 8.11 | 4 | 0.099 | 0.093 | 1
2025-01-07 11:00 | 1 | 11 | 6.88 | 7.12 | 7.29 | 7.43 | 7.54 | 7.69 | 14 | 0.114 | 0.083 | 1
2025-01-07 12:00 | 1 | 12 | 8.11 | 8.38 | 8.58 | 8.74 | 8.87 | 9.03 | 17 | 0.09 | 0.081 | 1
2025-01-07 13:00 | 1 | 13 | 7.84 | 8.1 | 8.3 | 8.45 | 8.57 | 8.73 | 11 | 0.077 | 0.081 | 1
2025-01-07 14:00 | 1 | 14 | 8.22 | 8.5 | 8.7 | 8.86 | 8.99 | 9.15 | 19 | 0.118 | 0.081 | 1
2025-01-07 15:00 | 1 | 15 | 8.5 | 8.77 | 8.96 | 9.12 | 9.25 | 9.41 | 21 | 0.108 | 0.076 | 1
2025-01-07 16:00 | 1 | 16 | 7.45 | 7.67 | 7.83 | 7.95 | 8.06 | 8.19 | 28 | 0.119 | 0.072 | 1
2025-01-07 17:00 | 1 | 17 | 8.18 | 8.41 | 8.57 | 8.7 | 8.81 | 8.94 | 21 | 0.122 | 0.067 | 1
2025-01-07 18:00 | 1 | 18 | 8.12 | 8.41 | 8.61 | 8.78 | 8.92 | 9.09 | 18 | 0.105 | 0.085 | 1
2025-01-07 19:00 | 1 | 19 | 7.59 | 7.85 | 8.04 | 8.19 | 8.31 | 8.46 | 11 | 0.115 | 0.082 | 1
2025-01-07 20:00 | 1 | 20 | 9.07 | 9.46 | 9.74 | 9.96 | 10.15 | 10.38 | 24 | 0.104 | 0.102 | 1
2025-01-07 21:00 | 1 | 21 | 7.09 | 7.41 | 7.65 | 7.84 | 8 | 8.2 | 20 | 0.106 | 0.11 | 0
2025-01-07 22:00 | 1 | 22 | 6.88 | 7.18 | 7.41 | 7.59 | 7.73 | 7.92 | 31 | 0.089 | 0.107 | 1
2025-01-07 23:00 | 1 | 23 | 8.07 | 8.46 | 8.74 | 8.97 | 9.16 | 9.39 | 40 | 0.1 | 0.114 | 1
2025-01-08 00:00 | 1 | 0 | 8.4 | 8.83 | 9.14 | 9.39 | 9.61 | 9.87 | 34 | 0.104 | 0.122 | 1
2025-01-08 01:00 | 1 | 1 | 8.04 | 8.47 | 8.79 | 9.05 | 9.26 | 9.53 | 34 | 0.1 | 0.129 | 1
2025-01-08 02:00 | 1 | 2 | 7.55 | 7.93 | 8.21 | 8.43 | 8.62 | 8.85 | 23 | 0.098 | 0.12 | 1
2025-01-08 03:00 | 1 | 3 | 7.12 | 7.44 | 7.68 | 7.87 | 8.02 | 8.22 | 12 | 0.125 | 0.108 | 1
2025-01-08 04:00 | 1 | 4 | 8.69 | 9.02 | 9.25 | 9.44 | 9.6 | 9.79 | 8 | 0.132 | 0.09 | 1
2025-01-08 05:00 | 1 | 5 | 8.05 | 8.38 | 8.62 | 8.81 | 8.97 | 9.17 | 10 | 0.12 | 0.099 | 1
2025-01-08 06:00 | 1 | 6 | 7.08 | 7.35 | 7.55 | 7.71 | 7.84 | 8 | 27 | 0.115 | 0.093 | 1
2025-01-08 07:00 | 1 | 7 | 6.38 | 6.59 | 6.75 | 6.88 | 6.98 | 7.11 | 23 | 0.102 | 0.083 | 1
2025-01-08 08:00 | 1 | 8 | 6.83 | 7.04 | 7.19 | 7.31 | 7.41 | 7.54 | 33 | 0.125 | 0.075 | 1
2025-01-08 09:00 | 1 | 9 | 7.2 | 7.45 | 7.64 | 7.79 | 7.92 | 8.07 | 33 | 0.103 | 0.087 | 1
2025-01-08 10:00 | 1 | 10 | 7.06 | 7.26 | 7.41 | 7.53 | 7.63 | 7.75 | 28 | 0.089 | 0.071 | 1
2025-01-08 11:00 | 1 | 11 | 7.8 | 7.99 | 8.13 | 8.23 | 8.32 | 8.43 | 26 | 0.103 | 0.059 | 1
2025-01-08 12:00 | 1 | 12 | 8.5 | 8.72 | 8.87 | 9 | 9.1 | 9.23 | 20 | 0.101 | 0.062 | 1
2025-01-08 13:00 | 1 | 13 | 8.26 | 8.54 | 8.74 | 8.9 | 9.04 | 9.21 | 34 | 0.118 | 0.082 | 1
2025-01-08 14:00 | 1 | 14 | 7.49 | 7.72 | 7.9 | 8.03 | 8.15 | 8.29 | 33 | 0.107 | 0.077 | 1
2025-01-08 15:00 | 1 | 15 | 6.53 | 6.72 | 6.86 | 6.97 | 7.06 | 7.18 | 19 | 0.133 | 0.071 | 1
2025-01-08 16:00 | 1 | 16 | 7.39 | 7.61 | 7.76 | 7.89 | 7.99 | 8.12 | 21 | 0.105 | 0.071 | 1
2025-01-08 17:00 | 1 | 17 | 7.32 | 7.54 | 7.69 | 7.82 | 7.92 | 8.05 | 16 | 0.123 | 0.071 | 1
2025-01-08 18:00 | 1 | 18 | 6.73 | 6.97 | 7.14 | 7.28 | 7.4 | 7.55 | 18 | 0.093 | 0.087 | 1
2025-01-08 19:00 | 1 | 19 | 7.92 | 8.24 | 8.47 | 8.66 | 8.82 | 9.01 | 11 | 0.087 | 0.098 | 1
2025-01-08 20:00 | 1 | 20 | 9.05 | 9.4 | 9.66 | 9.86 | 10.03 | 10.24 | 12 | 0.105 | 0.094 | 1
2025-01-08 21:00 | 1 | 21 | 9.58 | 9.94 | 10.2 | 10.4 | 10.57 | 10.78 | 8 | 0.098 | 0.089 | 1
2025-01-08 22:00 | 1 | 22 | 8.77 | 9.12 | 9.38 | 9.59 | 9.76 | 9.97 | 11 | 0.089 | 0.097 | 1
2025-01-08 23:00 | 1 | 23 | 8.64 | 9.04 | 9.34 | 9.58 | 9.77 | 10.02 | 22 | 0.088 | 0.113 | 1
2025-01-09 00:00 | 1 | 0 | 7.82 | 8.21 | 8.5 | 8.74 | 8.94 | 9.18 | 30 | 0.085 | 0.122 | 1
2025-01-09 01:00 | 1 | 1 | 8.2 | 8.66 | 9 | 9.27 | 9.5 | 9.79 | 15 | 0.076 | 0.134 | 1
2025-01-09 02:00 | 1 | 2 | 7.89 | 8.35 | 8.69 | 8.97 | 9.2 | 9.5 | 21 | 0.097 | 0.141 | 1
2025-01-09 03:00 | 1 | 3 | 7.8 | 8.27 | 8.62 | 8.91 | 9.15 | 9.45 | 30 | 0.124 | 0.145 | 1
2025-01-09 04:00 | 1 | 4 | 7.92 | 8.42 | 8.79 | 9.09 | 9.34 | 9.66 | 30 | 0.088 | 0.149 | 1
2025-01-09 05:00 | 1 | 5 | 8.31 | 8.71 | 9.01 | 9.24 | 9.44 | 9.69 | 40 | 0.078 | 0.116 | 1
2025-01-09 06:00 | 1 | 6 | 8.54 | 8.94 | 9.23 | 9.46 | 9.65 | 9.89 | 33 | 0.056 | 0.111 | 1
2025-01-09 07:00 | 1 | 7 | 7.54 | 7.91 | 8.18 | 8.4 | 8.58 | 8.81 | 41 | 0.109 | 0.118 | 1
2025-01-09 08:00 | 1 | 8 | 7.86 | 8.26 | 8.56 | 8.8 | 9 | 9.26 | 35 | 0.111 | 0.124 | 1
2025-01-09 09:00 | 1 | 9 | 9.44 | 9.99 | 10.4 | 10.73 | 11.01 | 11.36 | 27 | 0.087 | 0.14 | 1
2025-01-09 10:00 | 1 | 10 | 8.6 | 9.12 | 9.5 | 9.81 | 10.08 | 10.41 | 28 | 0.105 | 0.144 | 1
2025-01-09 11:00 | 1 | 11 | 8.81 | 9.4 | 9.84 | 10.2 | 10.5 | 10.88 | 29 | 0.121 | 0.159 | 1
2025-01-09 12:00 | 1 | 12 | 8.35 | 8.87 | 9.27 | 9.58 | 9.85 | 10.19 | 33 | 0.101 | 0.151 | 1
2025-01-09 13:00 | 1 | 13 | 8.88 | 9.41 | 9.8 | 10.12 | 10.38 | 10.72 | 43 | 0.103 | 0.143 | 1
2025-01-09 14:00 | 1 | 14 | 8.5 | 8.97 | 9.32 | 9.6 | 9.84 | 10.14 | 35 | 0.124 | 0.134 | 1
2025-01-09 15:00 | 1 | 15 | 7.33 | 7.77 | 8.09 | 8.35 | 8.57 | 8.85 | 31 | 0.109 | 0.143 | 1
2025-01-09 16:00 | 1 | 16 | 7.1 | 7.5 | 7.8 | 8.04 | 8.25 | 8.5 | 33 | 0.08 | 0.137 | 1
2025-01-09 17:00 | 1 | 17 | 7.06 | 7.47 | 7.78 | 8.02 | 8.23 | 8.49 | 30 | 0.105 | 0.139 | 1
2025-01-09 18:00 | 1 | 18 | 6.28 | 6.63 | 6.88 | 7.09 | 7.26 | 7.48 | 34 | 0.105 | 0.132 | 1
2025-01-09 19:00 | 1 | 19 | 7.64 | 8.06 | 8.37 | 8.61 | 8.82 | 9.08 | 25 | 0.105 | 0.131 | 1
2025-01-09 20:00 | 1 | 20 | 7.84 | 8.3 | 8.64 | 8.92 | 9.15 | 9.44 | 19 | 0.089 | 0.14 | 1
2025-01-09 21:00 | 1 | 21 | 6.17 | 6.52 | 6.79 | 7 | 7.19 | 7.41 | 9 | 0.113 | 0.139 | 1
2025-01-09 22:00 | 1 | 22 | 5.2 | 5.48 | 5.69 | 5.86 | 6.01 | 6.19 | 352 | 0.134 | 0.132 | 1
2025-01-09 23:00 | 1 | 23 | 5.39 | 5.65 | 5.85 | 6 | 6.13 | 6.29 | 354 | 0.122 | 0.116 | 1
2025-01-10 00:00 | 1 | 0 | 5.12 | 5.36 | 5.54 | 5.68 | 5.8 | 5.95 | 359 | 0.109 | 0.113 | 1
2025-01-10 01:00 | 1 | 1 | 4.51 | 4.72 | 4.88 | 5 | 5.11 | 5.24 | 353 | 0.127 | 0.115 | 1
2025-01-10 02:00 | 1 | 2 | 4.83 | 5.05 | 5.22 | 5.36 | 5.47 | 5.61 | 354 | 0.114 | 0.114 | 0
2025-01-10 03:00 | 1 | 3 | 5.59 | 5.93 | 6.18 | 6.39 | 6.56 | 6.77 | 3 | 0.115 | 0.145 | 1
2025-01-10 04:00 | 1 | 4 | 5.74 | 6.08 | 6.34 | 6.55 | 6.72 | 6.94 | 20 | 0.115 | 0.145 | 1
2025-01-10 05:00 | 1 | 5 | 6.51 | 6.86 | 7.12 | 7.32 | 7.49 | 7.71 | 31 | 0.086 | 0.128 | 1
2025-01-10 06:00 | 1 | 6 | 6.26 | 6.55 | 6.77 | 6.94 | 7.08 | 7.26 | 36 | 0.109 | 0.113 | 1
2025-01-10 07:00 | 1 | 7 | 6.53 | 6.86 | 7.11 | 7.31 | 7.47 | 7.68 | 50 | 0.13 | 0.122 | 1
2025-01-10 08:00 | 1 | 8 | 6.03 | 6.33 | 6.55 | 6.72 | 6.87 | 7.05 | 41 | 0.128 | 0.119 | 1
2025-01-10 09:00 | 1 | 9 | 6.72 | 7.01 | 7.21 | 7.38 | 7.52 | 7.69 | 43 | 0.07 | 0.101 | 1
2025-01-10 10:00 | 1 | 10 | 5.38 | 5.59 | 5.75 | 5.87 | 5.97 | 6.1 | 34 | 0.123 | 0.095 | 1
2025-01-10 11:00 | 1 | 11 | 5.58 | 5.82 | 6 | 6.14 | 6.26 | 6.41 | 22 | 0.109 | 0.105 | 1
2025-01-10 12:00 | 1 | 12 | 6.25 | 6.49 | 6.66 | 6.8 | 6.91 | 7.06 | 21 | 0.121 | 0.091 | 1
2025-01-10 13:00 | 1 | 13 | 6.34 | 6.53 | 6.67 | 6.78 | 6.88 | 6.99 | 28 | 0.115 | 0.073 | 1
2025-01-10 14:00 | 1 | 14 | 6.18 | 6.42 | 6.59 | 6.73 | 6.85 | 7 | 18 | 0.135 | 0.094 | 1
2025-01-10 15:00 | 1 | 15 | 6.13 | 6.39 | 6.58 | 6.74 | 6.86 | 7.02 | 18 | 0.154 | 0.103 | 1
2025-01-10 16:00 | 1 | 16 | 7.16 | 7.45 | 7.66 | 7.83 | 7.97 | 8.15 | 25 | 0.114 | 0.098 | 1
2025-01-10 17:00 | 1 | 17 | 7.45 | 7.77 | 8.01 | 8.2 | 8.36 | 8.56 | 35 | 0.111 | 0.105 | 1
2025-01-10 18:00 | 1 | 18 | 7.05 | 7.32 | 7.51 | 7.67 | 7.8 | 7.96 | 33 | 0.088 | 0.093 | 1
2025-01-10 19:00 | 1 | 19 | 7.2 | 7.45 | 7.64 | 7.78 | 7.91 | 8.06 | 41 | 0.081 | 0.085 | 1
2025-01-10 20:00 | 1 | 20 | 7.28 | 7.59 | 7.83 | 8.02 | 8.17 | 8.37 | 35 | 0.107 | 0.106 | 1
2025-01-10 21:00 | 1 | 21 | 5.82 | 6.09 | 6.3 | 6.46 | 6.59 | 6.76 | 37 | 0.101 | 0.113 | 1
2025-01-10 22:00 | 1 | 22 | 5.55 | 5.84 | 6.07 | 6.24 | 6.39 | 6.58 | 37 | 0.124 | 0.129 | 1
2025-01-10 23:00 | 1 | 23 | 4.08 | 4.29 | 4.45 | 4.58 | 4.68 | 4.81 | 33 | 0.155 | 0.125 | 1
2025-01-11 00:00 | 1 | 0 | 3.37 | 3.53 | 3.64 | 3.73 | 3.81 | 3.9 | 42 | 0.165 | 0.11 | 1
2025-01-11 01:00 | 1 | 1 | 2.6 | 2.72 | 2.82 | 2.89 | 2.95 | 3.03 | 48 | 0.15 | 0.116 | 1
2025-01-11 02:00 | 1 | 2 | 2.95 | 3.11 | 3.23 | 3.32 | 3.4 | 3.5 | 44 | 0.158 | 0.13 | 1
2025-01-11 03:00 | 1 | 3 | 2.3 | 2.44 | 2.54 | 2.62 | 2.68 | 2.77 | 34 | 0.183 | 0.139 | 1
2025-01-11 04:00 | 1 | 4 | 2.57 | 2.71 | 2.82 | 2.91 | 2.98 | 3.07 | 41 | 0.155 | 0.134 | 1
2025-01-11 05:00 | 1 | 5 | 2.54 | 2.68 | 2.78 | 2.86 | 2.93 | 3.02 | 28 | 0.159 | 0.131 | 1
2025-01-11 06:00 | 1 | 6 | 2.77 | 2.96 | 3.09 | 3.2 | 3.3 | 3.41 | 42 | 0.145 | 0.157 | 1
2025-01-11 07:00 | 1 | 7 | 3.28 | 3.5 | 3.66 | 3.79 | 3.9 | 4.04 | 43 | 0.154 | 0.158 | 1
2025-01-11 08:00 | 1 | 8 | 3.43 | 3.64 | 3.79 | 3.92 | 4.03 | 4.16 | 39 | 0.129 | 0.147 | 1
2025-01-11 09:00 | 1 | 9 | 3.27 | 3.46 | 3.6 | 3.72 | 3.81 | 3.93 | 46 | 0.142 | 0.139 | 1
2025-01-11 10:00 | 1 | 10 | 2.97 | 3.18 | 3.33 | 3.45 | 3.56 | 3.69 | 43 | 0.161 | 0.164 | 1
2025-01-11 11:00 | 1 | 11 | 3.45 | 3.68 | 3.85 | 3.99 | 4.1 | 4.25 | 23 | 0.164 | 0.157 | 1
2025-01-11 12:00 | 1 | 12 | 3.08 | 3.27 | 3.42 | 3.53 | 3.63 | 3.75 | 33 | 0.143 | 0.148 | 1
2025-01-11 13:00 | 1 | 13 | 3.46 | 3.65 | 3.79 | 3.9 | 3.99 | 4.11 | 18 | 0.145 | 0.13 | 1
2025-01-11 14:00 | 1 | 14 | 2.97 | 3.11 | 3.22 | 3.31 | 3.38 | 3.47 | 22 | 0.166 | 0.119 | 1
2025-01-11 15:00 | 1 | 15 | 3.18 | 3.35 | 3.47 | 3.56 | 3.64 | 3.74 | 31 | 0.122 | 0.123 | 1
2025-01-11 16:00 | 1 | 16 | 2.91 | 3.03 | 3.13 | 3.2 | 3.26 | 3.34 | 26 | 0.142 | 0.106 | 1
2025-01-11 17:00 | 1 | 17 | 4.07 | 4.27 | 4.41 | 4.53 | 4.63 | 4.75 | 18 | 0.152 | 0.116 | 1
2025-01-11 18:00 | 1 | 18 | 4.23 | 4.41 | 4.54 | 4.65 | 4.74 | 4.85 | 13 | 0.143 | 0.103 | 1
2025-01-11 19:00 | 1 | 19 | 3.74 | 3.9 | 4.02 | 4.12 | 4.19 | 4.29 | 31 | 0.126 | 0.104 | 1
2025-01-11 20:00 | 1 | 20 | 3.21 | 3.36 | 3.47 | 3.55 | 3.62 | 3.71 | 23 | 0.155 | 0.109 | 1
2025-01-11 21:00 | 1 | 21 | 3.1 | 3.23 | 3.32 | 3.4 | 3.46 | 3.53 | 30 | 0.161 | 0.098 | 1
2025-01-11 22:00 | 1 | 22 | 4.14 | 4.33 | 4.46 | 4.57 | 4.66 | 4.77 | 35 | 0.128 | 0.106 | 1
2025-01-11 23:00 | 1 | 23 | 3.02 | 3.16 | 3.27 | 3.35 | 3.42 | 3.51 | 37 | 0.168 | 0.114 | 1
2025-01-12 00:00 | 1 | 0 | 2.71 | 2.85 | 2.95 | 3.03 | 3.09 | 3.18 | 38 | 0.158 | 0.119 | 1
2025-01-12 01:00 | 1 | 1 | 3.54 | 3.73 | 3.88 | 4 | 4.1 | 4.22 | 38 | 0.136 | 0.133 | 1
2025-01-12 02:00 | 1 | 2 | 3.5 | 3.7 | 3.84 | 3.96 | 4.06 | 4.19 | 43 | 0.151 | 0.136 | 1
2025-01-12 03:00 | 1 | 3 | 3.18 | 3.37 | 3.51 | 3.63 | 3.72 | 3.84 | 31 | 0.158 | 0.143 | 1
2025-01-12 04:00 | 1 | 4 | 3.92 | 4.14 | 4.3 | 4.43 | 4.54 | 4.68 | 39 | 0.136 | 0.135 | 1
2025-01-12 05:00 | 1 | 5 | 3.97 | 4.2 | 4.38 | 4.52 | 4.64 | 4.79 | 33 | 0.137 | 0.143 | 1
2025-01-12 06:00 | 1 | 6 | 3.99 | 4.23 | 4.42 | 4.56 | 4.69 | 4.84 | 24 | 0.14 | 0.147 | 1
2025-01-12 07:00 | 1 | 7 | 4.47 | 4.7 | 4.86 | 4.99 | 5.1 | 5.24 | 30 | 0.124 | 0.12 | 1
2025-01-12 08:00 | 1 | 8 | 4.7 | 4.89 | 5.03 | 5.14 | 5.23 | 5.35 | 18 | 0.093 | 0.098 | 1
2025-01-12 09:00 | 1 | 9 | 5.63 | 5.9 | 6.11 | 6.27 | 6.41 | 6.58 | 22 | 0.14 | 0.118 | 1
2025-01-12 10:00 | 1 | 10 | 5.65 | 5.93 | 6.14 | 6.3 | 6.44 | 6.62 | 27 | 0.117 | 0.119 | 1
2025-01-12 11:00 | 1 | 11 | 4.18 | 4.35 | 4.47 | 4.57 | 4.65 | 4.75 | 14 | 0.09 | 0.098 | 1
2025-01-12 12:00 | 1 | 12 | 4.97 | 5.16 | 5.3 | 5.41 | 5.5 | 5.61 | 13 | 0.136 | 0.092 | 1
2025-01-12 13:00 | 1 | 13 | 3.87 | 4 | 4.1 | 4.18 | 4.25 | 4.33 | 8 | 0.135 | 0.085 | 1
2025-01-12 14:00 | 1 | 14 | 4.14 | 4.29 | 4.4 | 4.49 | 4.56 | 4.65 | 6 | 0.132 | 0.087 | 1
2025-01-12 15:00 | 1 | 15 | 3.61 | 3.73 | 3.81 | 3.88 | 3.94 | 4.01 | 7 | 0.133 | 0.079 | 1
2025-01-12 16:00 | 1 | 16 | 4.33 | 4.47 | 4.58 | 4.66 | 4.73 | 4.81 | 5 | 0.125 | 0.08 | 1
2025-01-12 17:00 | 1 | 17 | 4.42 | 4.6 | 4.74 | 4.85 | 4.94 | 5.06 | 9 | 0.139 | 0.102 | 1
2025-01-12 18:00 | 1 | 18 | 3.98 | 4.12 | 4.22 | 4.29 | 4.36 | 4.44 | 19 | 0.136 | 0.082 | 1
2025-01-12 19:00 | 1 | 19 | 2.35 | 2.46 | 2.55 | 2.61 | 2.67 | 2.74 | 21 | 0.158 | 0.118 | 1
2025-01-12 20:00 | 1 | 20 | 3.06 | 3.18 | 3.28 | 3.35 | 3.41 | 3.49 | 4 | 0.143 | 0.1 | 1
2025-01-12 21:00 | 1 | 21 | 2.88 | 3.01 | 3.11 | 3.19 | 3.25 | 3.33 | 3 | 0.151 | 0.109 | 1
2025-01-12 22:00 | 1 | 22 | 3.18 | 3.34 | 3.46 | 3.56 | 3.64 | 3.74 | 359 | 0.123 | 0.122 | 1
2025-01-12 23:00 | 1 | 23 | 2.45 | 2.57 | 2.67 | 2.75 | 2.81 | 2.89 | 0 | 0.132 | 0.126 | 1
2025-01-13 00:00 | 1 | 0 | 1.68 | 1.77 | 1.84 | 1.9 | 1.95 | 2.01 | 2 | 0.203 | 0.137 | 1
2025-01-13 01:00 | 1 | 1 | 2.08 | 2.2 | 2.28 | 2.35 | 2.4 | 2.47 | 359 | 0.194 | 0.13 | 0
2025-01-13 02:00 | 1 | 2 | 2.1 | 2.22 | 2.3 | 2.37 | 2.43 | 2.5 | 354 | 0.176 | 0.133 | 1
2025-01-13 03:00 | 1 | 3 | 1.53 | 1.63 | 1.7 | 1.76 | 1.81 | 1.87 | 10 | 0.187 | 0.152 | 1
2025-01-13 04:00 | 1 | 4 | 2.37 | 2.52 | 2.62 | 2.71 | 2.78 | 2.88 | 13 | 0.17 | 0.146 | 1
2025-01-13 05:00 | 1 | 5 | 3.27 | 3.47 | 3.62 | 3.74 | 3.84 | 3.97 | 8 | 0.152 | 0.146 | 1
2025-01-13 06:00 | 1 | 6 | 4.16 | 4.4 | 4.58 | 4.72 | 4.85 | 5 | 12 | 0.13 | 0.139 | 1
2025-01-13 07:00 | 1 | 7 | 4.9 | 5.21 | 5.44 | 5.63 | 5.79 | 5.99 | 11 | 0.112 | 0.152 | 1
2025-01-13 08:00 | 1 | 8 | 4.88 | 5.14 | 5.34 | 5.5 | 5.64 | 5.8 | 16 | 0.133 | 0.132 | 1
2025-01-13 09:00 | 1 | 9 | 5.24 | 5.5 | 5.7 | 5.85 | 5.98 | 6.14 | 13 | 0.091 | 0.12 | 1
2025-01-13 10:00 | 1 | 10 | 6.19 | 6.48 | 6.7 | 6.88 | 7.02 | 7.2 | 10 | 0.135 | 0.114 | 1
2025-01-13 11:00 | 1 | 11 | 4.92 | 5.13 | 5.29 | 5.41 | 5.52 | 5.65 | 359 | 0.105 | 0.104 | 1
2025-01-13 12:00 | 1 | 12 | 5.41 | 5.65 | 5.82 | 5.96 | 6.07 | 6.21 | 336 | 0.156 | 0.104 | 1
2025-01-13 13:00 | 1 | 13 | 4.98 | 5.18 | 5.33 | 5.45 | 5.54 | 5.67 | 343 | 0.111 | 0.097 | 1
2025-01-13 14:00 | 1 | 14 | 4.98 | 5.16 | 5.29 | 5.39 | 5.47 | 5.58 | 334 | 0.136 | 0.085 | 1
2025-01-13 15:00 | 1 | 15 | 5.55 | 5.74 | 5.88 | 5.98 | 6.07 | 6.19 | 342 | 0.129 | 0.081 | 1
2025-01-13 16:00 | 1 | 16 | 6.63 | 6.83 | 6.97 | 7.09 | 7.18 | 7.3 | 340 | 0.111 | 0.072 | 1
2025-01-13 17:00 | 1 | 17 | 6.82 | 7.04 | 7.2 | 7.32 | 7.43 | 7.56 | 353 | 0.12 | 0.078 | 1
2025-01-13 18:00 | 1 | 18 | 7.63 | 7.86 | 8.02 | 8.15 | 8.26 | 8.39 | 9 | 0.084 | 0.072 | 1
2025-01-13 19:00 | 1 | 19 | 8.12 | 8.35 | 8.51 | 8.65 | 8.76 | 8.89 | 10 | 0.066 | 0.069 | 1
2025-01-13 20:00 | 1 | 20 | 6.66 | 6.89 | 7.07 | 7.2 | 7.32 | 7.46 | 10 | 0.118 | 0.086 | 1
2025-01-13 21:00 | 1 | 21 | 7.03 | 7.27 | 7.44 | 7.58 | 7.7 | 7.84 | 354 | 0.095 | 0.083 | 1
2025-01-13 22:00 | 1 | 22 | 5.96 | 6.21 | 6.4 | 6.56 | 6.68 | 6.84 | 357 | 0.121 | 0.105 | 1
2025-01-13 23:00 | 1 | 23 | 4.99 | 5.22 | 5.39 | 5.52 | 5.63 | 5.77 | 351 | 0.129 | 0.11 | 1
2025-01-14 00:00 | 1 | 0 | 5.36 | 5.65 | 5.86 | 6.03 | 6.17 | 6.34 | 347 | 0.147 | 0.127 | 1
2025-01-14 01:00 | 1 | 1 | 5.34 | 5.6 | 5.8 | 5.95 | 6.08 | 6.25 | 1 | 0.129 | 0.12 | 1
2025-01-14 02:00 | 1 | 2 | 6.08 | 6.37 | 6.59 | 6.76 | 6.9 | 7.08 | 358 | 0.119 | 0.114 | 1
2025-01-14 03:00 | 1 | 3 | 7.42 | 7.77 | 8.03 | 8.23 | 8.41 | 8.62 | 359 | 0.101 | 0.114 | 1
2025-01-14 04:00 | 1 | 4 | 7.25 | 7.59 | 7.84 | 8.05 | 8.21 | 8.42 | 349 | 0.075 | 0.113 | 1
2025-01-14 05:00 | 1 | 5 | 7.35 | 7.73 | 8 | 8.23 | 8.41 | 8.65 | 356 | 0.09 | 0.123 | 1
2025-01-14 06:00 | 1 | 6 | 6.8 | 7.13 | 7.37 | 7.56 | 7.73 | 7.93 | 9 | 0.08 | 0.115 | 1
2025-01-14 07:00 | 1 | 7 | 6.49 | 6.77 | 6.98 | 7.15 | 7.28 | 7.46 | 9 | 0.102 | 0.105 | 1
2025-01-14 08:00 | 1 | 8 | 6.16 | 6.41 | 6.59 | 6.73 | 6.85 | 7 | 17 | 0.119 | 0.097 | 1
2025-01-14 09:00 | 1 | 9 | 6.02 | 6.2 | 6.34 | 6.45 | 6.54 | 6.65 | 23 | 0.11 | 0.076 | 1
2025-01-14 10:00 | 1 | 10 | 5.13 | 5.3 | 5.42 | 5.52 | 5.6 | 5.7 | 32 | 0.148 | 0.08 | 1
2025-01-14 11:00 | 1 | 11 | 5.63 | 5.75 | 5.84 | 5.91 | 5.96 | 6.03 | 33 | 0.126 | 0.052 | 1
2025-01-14 12:00 | 1 | 12 | 5.68 | 5.78 | 5.85 | 5.91 | 5.95 | 6.01 | 34 | 0.111 | 0.042 | 1
2025-01-14 13:00 | 1 | 13 | 4.93 | 5.01 | 5.07 | 5.12 | 5.16 | 5.2 | 27 | 0.131 | 0.04 | 1
2025-01-14 14:00 | 1 | 14 | 3.71 | 3.77 | 3.81 | 3.85 | 3.88 | 3.91 | 23 | 0.151 | 0.04 | 1
2025-01-14 15:00 | 1 | 15 | 3.67 | 3.73 | 3.78 | 3.82 | 3.85 | 3.89 | 29 | 0.153 | 0.045 | 1
2025-01-14 16:00 | 1 | 16 | 3.27 | 3.36 | 3.42 | 3.46 | 3.5 | 3.55 | 16 | 0.138 | 0.061 | 1
2025-01-14 17:00 | 1 | 17 | 3.31 | 3.4 | 3.47 | 3.52 | 3.56 | 3.62 | 12 | 0.137 | 0.068 | 1
2025-01-14 18:00 | 1 | 18 | 4.24 | 4.35 | 4.43 | 4.5 | 4.55 | 4.61 | 9 | 0.145 | 0.064 | 1
2025-01-14 19:00 | 1 | 19 | 3.65 | 3.72 | 3.77 | 3.8 | 3.83 | 3.87 | 9 | 0.167 | 0.045 | 1
2025-01-14 20:00 | 1 | 20 | 4.14 | 4.26 | 4.35 | 4.42 | 4.48 | 4.55 | 358 | 0.124 | 0.07 | 1
2025-01-14 21:00 | 1 | 21 | 4.08 | 4.21 | 4.3 | 4.37 | 4.44 | 4.51 | 346 | 0.123 | 0.076 | 1
2025-01-14 22:00 | 1 | 22 | 3.8 | 3.9 | 3.98 | 4.04 | 4.09 | 4.15 | 0 | 0.147 | 0.067 | 1
2025-01-14 23:00 | 1 | 23 | 4.88 | 5.02 | 5.13 | 5.21 | 5.28 | 5.37 | 357 | 0.092 | 0.073 | 1
2025-01-15 00:00 | 1 | 0 | 4.47 | 4.64 | 4.77 | 4.87 | 4.95 | 5.06 | 3 | 0.112 | 0.093 | 1
2025-01-15 01:00 | 1 | 1 | 4.27 | 4.44 | 4.57 | 4.67 | 4.75 | 4.86 | 14 | 0.136 | 0.098 | 1
2025-01-15 02:00 | 1 | 2 | 4 | 4.15 | 4.26 | 4.35 | 4.42 | 4.51 | 15 | 0.145 | 0.09 | 1
2025-01-15 03:00 | 1 | 3 | 4.03 | 4.21 | 4.33 | 4.44 | 4.52 | 4.62 | 360 | 0.12 | 0.103 | 1
2025-01-15 04:00 | 1 | 4 | 2.98 | 3.12 | 3.22 | 3.31 | 3.38 | 3.46 | 6 | 0.159 | 0.114 | 1
2025-01-15 05:00 | 1 | 5 | 2.7 | 2.84 | 2.94 | 3.02 | 3.08 | 3.17 | 358 | 0.168 | 0.121 | 1
2025-01-15 06:00 | 1 | 6 | 3.04 | 3.17 | 3.27 | 3.35 | 3.41 | 3.49 | 5 | 0.173 | 0.106 | 1
2025-01-15 07:00 | 1 | 7 | 3.81 | 3.96 | 4.07 | 4.16 | 4.24 | 4.33 | 0 | 0.138 | 0.097 | 1
2025-01-15 08:00 | 1 | 8 | 3.48 | 3.61 | 3.7 | 3.78 | 3.84 | 3.92 | 351 | 0.171 | 0.09 | 1
2025-01-15 09:00 | 1 | 9 | 3.03 | 3.13 | 3.2 | 3.26 | 3.31 | 3.37 | 353 | 0.139 | 0.081 | 1
2025-01-15 10:00 | 1 | 10 | 3.64 | 3.78 | 3.88 | 3.96 | 4.02 | 4.1 | 357 | 0.15 | 0.09 | 1
2025-01-15 11:00 | 1 | 11 | 3.24 | 3.37 | 3.46 | 3.53 | 3.59 | 3.67 | 343 | 0.158 | 0.093 | 1
2025-01-15 12:00 | 1 | 12 | 2.68 | 2.75 | 2.79 | 2.83 | 2.87 | 2.91 | 4 | 0.14 | 0.062 | 1
2025-01-15 13:00 | 1 | 13 | 2.17 | 2.24 | 2.3 | 2.34 | 2.38 | 2.42 | 1 | 0.186 | 0.082 | 1
2025-01-15 14:00 | 1 | 14 | 2.38 | 2.46 | 2.51 | 2.56 | 2.6 | 2.64 | 348 | 0.196 | 0.08 | 1
2025-01-15 15:00 | 1 | 15 | 2.41 | 2.51 | 2.58 | 2.63 | 2.68 | 2.73 | 348 | 0.175 | 0.094 | 1
2025-01-15 16:00 | 1 | 16 | 2.75 | 2.88 | 2.97 | 3.05 | 3.11 | 3.19 | 348 | 0.174 | 0.114 | 1
2025-01-15 17:00 | 1 | 17 | 3.94 | 4.11 | 4.23 | 4.33 | 4.41 | 4.52 | 344 | 0.14 | 0.104 | 1
2025-01-15 18:00 | 1 | 18 | 3.95 | 4.14 | 4.28 | 4.39 | 4.48 | 4.6 | 357 | 0.137 | 0.114 | 1
2025-01-15 19:00 | 1 | 19 | 3.43 | 3.58 | 3.69 | 3.78 | 3.85 | 3.94 | 5 | 0.118 | 0.104 | 1
2025-01-15 20:00 | 1 | 20 | 3.92 | 4.11 | 4.25 | 4.36 | 4.46 | 4.58 | 9 | 0.148 | 0.117 | 1
2025-01-15 21:00 | 1 | 21 | 3.34 | 3.52 | 3.66 | 3.77 | 3.86 | 3.97 | 16 | 0.128 | 0.131 | 1
2025-01-15 22:00 | 1 | 22 | 2.92 | 3.07 | 3.18 | 3.27 | 3.35 | 3.44 | 34 | 0.166 | 0.122 | 1
2025-01-15 23:00 | 1 | 23 | 3.15 | 3.31 | 3.44 | 3.53 | 3.61 | 3.72 | 29 | 0.166 | 0.125 | 1
2025-01-16 00:00 | 1 | 0 | 3.14 | 3.29 | 3.4 | 3.49 | 3.57 | 3.66 | 32 | 0.175 | 0.118 | 1
2025-01-16 01:00 | 1 | 1 | 3.48 | 3.63 | 3.74 | 3.83 | 3.91 | 4 | 29 | 0.154 | 0.105 | 1
2025-01-16 02:00 | 1 | 2 | 3.41 | 3.55 | 3.65 | 3.74 | 3.81 | 3.89 | 24 | 0.144 | 0.101 | 1
2025-01-16 03:00 | 1 | 3 | 2.89 | 3 | 3.08 | 3.15 | 3.2 | 3.27 | 21 | 0.155 | 0.094 | 1
2025-01-16 04:00 | 1 | 4 | 2.56 | 2.66 | 2.74 | 2.79 | 2.84 | 2.9 | 22 | 0.157 | 0.093 | 1
2025-01-16 05:00 | 1 | 5 | 2.68 | 2.77 | 2.84 | 2.9 | 2.94 | 3 | 8 | 0.178 | 0.086 | 1
2025-01-16 06:00 | 1 | 6 | 2.76 | 2.85 | 2.92 | 2.98 | 3.02 | 3.08 | 20 | 0.18 | 0.085 | 1
2025-01-16 07:00 | 1 | 7 | 2.03 | 2.09 | 2.13 | 2.16 | 2.19 | 2.22 | 12 | 0.196 | 0.068 | 1
2025-01-16 08:00 | 1 | 8 | 1.64 | 1.69 | 1.72 | 1.74 | 1.76 | 1.79 | 9 | 0.236 | 0.062 | 1
2025-01-16 09:00 | 1 | 9 | 1.35 | 1.38 | 1.4 | 1.42 | 1.43 | 1.45 | 7 | 0.246 | 0.057 | 1
2025-01-16 10:00 | 1 | 10 | 2 | 2.06 | 2.11 | 2.14 | 2.17 | 2.21 | 4 | 0.184 | 0.074 | 1
2025-01-16 11:00 | 1 | 11 | 1.9 | 1.94 | 1.97 | 1.99 | 2.01 | 2.03 | 24 | 0.199 | 0.052 | 1
2025-01-16 12:00 | 1 | 12 | 1.64 | 1.67 | 1.7 | 1.72 | 1.74 | 1.76 | 10 | 0.22 | 0.053 | 1
2025-01-16 13:00 | 1 | 13 | 1.21 | 1.23 | 1.25 | 1.26 | 1.27 | 1.28 | 4 | 0.282 | 0.045 | 1
2025-01-16 14:00 | 1 | 14 | 0.81 | 0.82 | 0.83 | 0.84 | 0.85 | 0.85 | 358 | 0.3 | 0.04 | 1
2025-01-16 15:00 | 1 | 15 | 1.05 | 1.07 | 1.08 | 1.09 | 1.1 | 1.11 | 10 | 0.3 | 0.04 | 1
2025-01-16 16:00 | 1 | 16 | 1.24 | 1.26 | 1.28 | 1.29 | 1.3 | 1.31 | 5 | 0.277 | 0.043 | 1
2025-01-16 17:00 | 1 | 17 | 0.97 | 0.99 | 1.01 | 1.03 | 1.04 | 1.05 | 8 | 0.3 | 0.061 | 1
2025-01-16 18:00 | 1 | 18 | 1.22 | 1.26 | 1.29 | 1.31 | 1.33 | 1.35 | 353 | 0.271 | 0.081 | 1
2025-01-16 19:00 | 1 | 19 | 0.84 | 0.87 | 0.9 | 0.92 | 0.93 | 0.95 | 353 | 0.3 | 0.097 | 1
2025-01-16 20:00 | 1 | 20 | 0.78 | 0.81 | 0.83 | 0.84 | 0.86 | 0.87 | 353 | 0.3 | 0.084 | 1
2025-01-16 21:00 | 1 | 21 | 0.52 | 0.54 | 0.56 | 0.57 | 0.58 | 0.59 | 339 | 0.3 | 0.096 | 1
2025-01-16 22:00 | 1 | 22 | 0.81 | 0.84 | 0.87 | 0.89 | 0.9 | 0.93 | 348 | 0.3 | 0.101 | 1
2025-01-16 23:00 | 1 | 23 | 1.02 | 1.07 | 1.11 | 1.14 | 1.16 | 1.19 | 347 | 0.3 | 0.117 | 1
2025-01-17 00:00 | 1 | 0 | 0.93 | 0.98 | 1.02 | 1.05 | 1.07 | 1.1 | 339 | 0.296 | 0.126 | 1
2025-01-17 01:00 | 1 | 1 | 0.75 | 0.79 | 0.82 | 0.84 | 0.86 | 0.89 | 352 | 0.295 | 0.129 | 1
2025-01-17 02:00 | 1 | 2 | 0.9 | 0.94 | 0.98 | 1 | 1.03 | 1.06 | 358 | 0.3 | 0.122 | 1
2025-01-17 03:00 | 1 | 3 | 0.68 | 0.71 | 0.74 | 0.76 | 0.78 | 0.8 | 355 | 0.3 | 0.12 | 1
2025-01-17 04:00 | 1 | 4 | 0.68 | 0.71 | 0.74 | 0.76 | 0.78 | 0.8 | 352 | 0.3 | 0.122 | 1
2025-01-17 05:00 | 1 | 5 | 0.67 | 0.7 | 0.73 | 0.75 | 0.77 | 0.79 | 11 | 0.3 | 0.127 | 1
2025-01-17 06:00 | 1 | 6 | 0.6 | 0.63 | 0.65 | 0.66 | 0.68 | 0.69 | 13 | 0.3 | 0.11 | 1
2025-01-17 07:00 | 1 | 7 | 0.62 | 0.64 | 0.66 | 0.67 | 0.68 | 0.69 | 9 | 0.3 | 0.076 | 1
2025-01-17 08:00 | 1 | 8 | 0.52 | 0.53 | 0.54 | 0.55 | 0.56 | 0.57 | 13 | 0.3 | 0.075 | 1
2025-01-17 09:00 | 1 | 9 | 0.77 | 0.81 | 0.83 | 0.85 | 0.86 | 0.88 | 7 | 0.3 | 0.096 | 1
2025-01-17 10:00 | 1 | 10 | 0.53 | 0.55 | 0.56 | 0.57 | 0.58 | 0.59 | 2 | 0.3 | 0.09 | 1
2025-01-17 11:00 | 1 | 11 | 0.66 | 0.68 | 0.7 | 0.72 | 0.73 | 0.75 | 353 | 0.3 | 0.097 | 1
2025-01-17 12:00 | 1 | 12 | 1.17 | 1.23 | 1.27 | 1.3 | 1.32 | 1.36 | 1 | 0.29 | 0.11 | 1
2025-01-17 13:00 | 1 | 13 | 1.38 | 1.44 | 1.49 | 1.52 | 1.56 | 1.6 | 3 | 0.204 | 0.113 | 1
2025-01-17 14:00 | 1 | 14 | 1.44 | 1.51 | 1.56 | 1.6 | 1.63 | 1.67 | 6 | 0.25 | 0.112 | 1
2025-01-17 15:00 | 1 | 15 | 1 | 1.05 | 1.09 | 1.12 | 1.14 | 1.17 | 11 | 0.3 | 0.117 | 1
2025-01-17 16:00 | 1 | 16 | 1.37 | 1.44 | 1.49 | 1.54 | 1.57 | 1.62 | 351 | 0.232 | 0.124 | 1
2025-01-17 17:00 | 1 | 17 | 1.14 | 1.2 | 1.25 | 1.29 | 1.32 | 1.36 | 354 | 0.266 | 0.136 | 1
2025-01-17 18:00 | 1 | 18 | 0.87 | 0.93 | 0.97 | 1 | 1.03 | 1.06 | 344 | 0.3 | 0.152 | 1
2025-01-17 19:00 | 1 | 19 | 0.76 | 0.8 | 0.83 | 0.86 | 0.88 | 0.9 | 353 | 0.3 | 0.127 | 1
2025-01-17 20:00 | 1 | 20 | 1.09 | 1.14 | 1.18 | 1.22 | 1.24 | 1.28 | 356 | 0.3 | 0.125 | 1
2025-01-17 21:00 | 1 | 21 | 1.14 | 1.2 | 1.25 | 1.28 | 1.32 | 1.35 | 8 | 0.293 | 0.131 | 1
2025-01-17 22:00 | 1 | 22 | 1.27 | 1.34 | 1.4 | 1.44 | 1.48 | 1.52 | 18 | 0.262 | 0.138 | 1
2025-01-17 23:00 | 1 | 23 | 0.72 | 0.76 | 0.79 | 0.81 | 0.83 | 0.85 | 8 | 0.3 | 0.13 | 1
2025-01-18 00:00 | 1 | 0 | 0.72 | 0.75 | 0.78 | 0.8 | 0.82 | 0.84 | 19 | 0.3 | 0.125 | 1
2025-01-18 01:00 | 1 | 1 | 0.47 | 0.49 | 0.51 | 0.52 | 0.53 | 0.55 | 13 | 0.3 | 0.115 | 1
2025-01-18 02:00 | 1 | 2 | 0.34 | 0.36 | 0.37 | 0.38 | 0.39 | 0.4 | 14 | 0.3 | 0.127 | 1
2025-01-18 03:00 | 1 | 3 | 0.63 | 0.67 | 0.69 | 0.71 | 0.73 | 0.75 | 7 | 0.3 | 0.127 | 1
2025-01-18 04:00 | 1 | 4 | 0.63 | 0.66 | 0.68 | 0.69 | 0.7 | 0.72 | 12 | 0.3 | 0.101 | 1
2025-01-18 05:00 | 1 | 5 | 0.57 | 0.59 | 0.61 | 0.63 | 0.64 | 0.65 | 24 | 0.3 | 0.104 | 1
2025-01-18 06:00 | 1 | 6 | 0.84 | 0.87 | 0.9 | 0.92 | 0.94 | 0.96 | 9 | 0.3 | 0.105 | 1
2025-01-18 07:00 | 1 | 7 | 0.86 | 0.89 | 0.92 | 0.94 | 0.96 | 0.98 | 14 | 0.3 | 0.106 | 1
2025-01-18 08:00 | 1 | 8 | 1.04 | 1.08 | 1.11 | 1.13 | 1.15 | 1.17 | 3 | 0.3 | 0.09 | 1
2025-01-18 09:00 | 1 | 9 | 1.3 | 1.33 | 1.36 | 1.38 | 1.4 | 1.42 | 10 | 0.27 | 0.07 | 1
2025-01-18 10:00 | 1 | 10 | 1.54 | 1.58 | 1.6 | 1.62 | 1.64 | 1.66 | 14 | 0.227 | 0.057 | 1
2025-01-18 11:00 | 1 | 11 | 1.92 | 1.95 | 1.98 | 2 | 2.02 | 2.04 | 18 | 0.192 | 0.046 | 1
2025-01-18 12:00 | 1 | 12 | 1.48 | 1.51 | 1.53 | 1.55 | 1.56 | 1.58 | 17 | 0.234 | 0.049 | 1
2025-01-18 13:00 | 1 | 13 | 2.15 | 2.22 | 2.26 | 2.3 | 2.33 | 2.37 | 26 | 0.207 | 0.074 | 1
2025-01-18 14:00 | 1 | 14 | 2.6 | 2.68 | 2.75 | 2.79 | 2.83 | 2.88 | 22 | 0.144 | 0.078 | 1
2025-01-18 15:00 | 1 | 15 | 2.99 | 3.09 | 3.17 | 3.22 | 3.27 | 3.33 | 30 | 0.161 | 0.081 | 1
2025-01-18 16:00 | 1 | 16 | 2.33 | 2.42 | 2.48 | 2.53 | 2.57 | 2.62 | 33 | 0.177 | 0.089 | 1
2025-01-18 17:00 | 1 | 17 | 3.13 | 3.26 | 3.36 | 3.44 | 3.5 | 3.59 | 22 | 0.153 | 0.104 | 1
2025-01-18 18:00 | 1 | 18 | 2.48 | 2.59 | 2.67 | 2.74 | 2.8 | 2.87 | 25 | 0.163 | 0.112 | 1
2025-01-18 19:00 | 1 | 19 | 2.63 | 2.76 | 2.86 | 2.94 | 3.01 | 3.09 | 40 | 0.177 | 0.123 | 1
2025-01-18 20:00 | 1 | 20 | 3.14 | 3.31 | 3.44 | 3.54 | 3.62 | 3.72 | 36 | 0.151 | 0.128 | 1
2025-01-18 21:00 | 1 | 21 | 3.64 | 3.84 | 3.98 | 4.09 | 4.19 | 4.31 | 39 | 0.162 | 0.127 | 1
2025-01-18 22:00 | 1 | 22 | 3.14 | 3.3 | 3.42 | 3.52 | 3.6 | 3.7 | 31 | 0.143 | 0.124 | 1
2025-01-18 23:00 | 1 | 23 | 3.82 | 4.03 | 4.19 | 4.32 | 4.42 | 4.56 | 38 | 0.128 | 0.134 | 1
2025-01-19 00:00 | 1 | 0 | 2.65 | 2.8 | 2.91 | 3 | 3.07 | 3.16 | 40 | 0.168 | 0.135 | 1
2025-01-19 01:00 | 1 | 1 | 2.93 | 3.09 | 3.2 | 3.3 | 3.37 | 3.47 | 44 | 0.138 | 0.129 | 1
2025-01-19 02:00 | 1 | 2 | 2.46 | 2.59 | 2.69 | 2.77 | 2.84 | 2.92 | 39 | 0.141 | 0.129 | 0
2025-01-19 03:00 | 1 | 3 | 2.4 | 2.53 | 2.61 | 2.69 | 2.75 | 2.82 | 46 | 0.194 | 0.121 | 1
2025-01-19 04:00 | 1 | 4 | 2.4 | 2.53 | 2.62 | 2.7 | 2.76 | 2.84 | 54 | 0.186 | 0.13 | 1
2025-01-19 05:00 | 1 | 5 | 2.15 | 2.28 | 2.37 | 2.44 | 2.51 | 2.58 | 40 | 0.189 | 0.138 | 1
2025-01-19 06:00 | 1 | 6 | 2.19 | 2.31 | 2.41 | 2.48 | 2.54 | 2.62 | 47 | 0.171 | 0.137 | 1
2025-01-19 07:00 | 1 | 7 | 1.93 | 2.03 | 2.11 | 2.17 | 2.22 | 2.29 | 40 | 0.202 | 0.13 | 1
2025-01-19 08:00 | 1 | 8 | 1.77 | 1.87 | 1.94 | 2 | 2.05 | 2.11 | 42 | 0.173 | 0.134 | 1
2025-01-19 09:00 | 1 | 9 | 1.65 | 1.72 | 1.77 | 1.81 | 1.84 | 1.88 | 30 | 0.234 | 0.101 | 1
2025-01-19 10:00 | 1 | 10 | 1.6 | 1.66 | 1.71 | 1.74 | 1.77 | 1.81 | 19 | 0.216 | 0.093 | 1
2025-01-19 11:00 | 1 | 11 | 1.57 | 1.62 | 1.65 | 1.68 | 1.7 | 1.73 | 23 | 0.202 | 0.071 | 1
2025-01-19 12:00 | 1 | 12 | 1.52 | 1.56 | 1.59 | 1.62 | 1.64 | 1.66 | 38 | 0.231 | 0.069 | 1
2025-01-19 13:00 | 1 | 13 | 1.79 | 1.83 | 1.86 | 1.88 | 1.9 | 1.93 | 36 | 0.24 | 0.054 | 1
2025-01-19 14:00 | 1 | 14 | 2.21 | 2.26 | 2.29 | 2.32 | 2.34 | 2.37 | 30 | 0.194 | 0.055 | 1
2025-01-19 15:00 | 1 | 15 | 2.19 | 2.24 | 2.27 | 2.3 | 2.32 | 2.35 | 17 | 0.174 | 0.054 | 1
2025-01-19 16:00 | 1 | 16 | 3.43 | 3.54 | 3.62 | 3.69 | 3.74 | 3.81 | 20 | 0.12 | 0.079 | 1
2025-01-19 17:00 | 1 | 17 | 3.49 | 3.61 | 3.69 | 3.76 | 3.82 | 3.89 | 14 | 0.128 | 0.083 | 1
2025-01-19 18:00 | 1 | 18 | 2.72 | 2.82 | 2.89 | 2.94 | 2.99 | 3.04 | 19 | 0.173 | 0.085 | 1
2025-01-19 19:00 | 1 | 19 | 2.39 | 2.48 | 2.54 | 2.59 | 2.64 | 2.69 | 13 | 0.161 | 0.087 | 1
2025-01-19 20:00 | 1 | 20 | 1.86 | 1.95 | 2.01 | 2.06 | 2.1 | 2.15 | 16 | 0.193 | 0.108 | 1
2025-01-19 21:00 | 1 | 21 | 1.91 | 2.01 | 2.07 | 2.13 | 2.18 | 2.23 | 358 | 0.219 | 0.117 | 1
2025-01-19 22:00 | 1 | 22 | 2.13 | 2.23 | 2.3 | 2.35 | 2.4 | 2.46 | 359 | 0.196 | 0.108 | 1
2025-01-19 23:00 | 1 | 23 | 1.29 | 1.35 | 1.4 | 1.44 | 1.48 | 1.52 | 358 | 0.248 | 0.125 | 1
2025-01-20 00:00 | 1 | 0 | 1.06 | 1.12 | 1.16 | 1.19 | 1.22 | 1.25 | 349 | 0.288 | 0.124 | 1
2025-01-20 01:00 | 1 | 1 | 0.71 | 0.75 | 0.77 | 0.79 | 0.81 | 0.83 | 343 | 0.3 | 0.113 | 1
2025-01-20 02:00 | 1 | 2 | 0.39 | 0.41 | 0.42 | 0.43 | 0.44 | 0.45 | 352 | 0.3 | 0.104 | 1
2025-01-20 03:00 | 1 | 3 | 0.63 | 0.66 | 0.68 | 0.7 | 0.72 | 0.74 | 354 | 0.3 | 0.124 | 1
2025-01-20 04:00 | 1 | 4 | 0.9 | 0.94 | 0.97 | 1 | 1.02 | 1.05 | 351 | 0.3 | 0.122 | 1
2025-01-20 05:00 | 1 | 5 | 1.31 | 1.37 | 1.41 | 1.45 | 1.48 | 1.52 | 357 | 0.241 | 0.114 | 1
2025-01-20 06:00 | 1 | 6 | 1.5 | 1.58 | 1.63 | 1.68 | 1.71 | 1.76 | 358 | 0.226 | 0.119 | 1
2025-01-20 07:00 | 1 | 7 | 2.23 | 2.34 | 2.43 | 2.49 | 2.55 | 2.62 | 357 | 0.181 | 0.121 | 1
2025-01-20 08:00 | 1 | 8 | 2.93 | 3.05 | 3.13 | 3.2 | 3.26 | 3.33 | 9 | 0.169 | 0.098 | 1
2025-01-20 09:00 | 1 | 9 | 2.46 | 2.55 | 2.62 | 2.68 | 2.73 | 2.78 | 14 | 0.171 | 0.094 | 1
2025-01-20 10:00 | 1 | 10 | 3.31 | 3.47 | 3.59 | 3.69 | 3.77 | 3.87 | 4 | 0.14 | 0.12 | 1
2025-01-20 11:00 | 1 | 11 | 2.9 | 3.05 | 3.16 | 3.25 | 3.32 | 3.41 | 357 | 0.17 | 0.122 | 1
2025-01-20 12:00 | 1 | 12 | 3.19 | 3.36 | 3.49 | 3.59 | 3.68 | 3.78 | 356 | 0.159 | 0.129 | 1
2025-01-20 13:00 | 1 | 13 | 3.86 | 4.05 | 4.19 | 4.3 | 4.39 | 4.51 | 8 | 0.153 | 0.118 | 1
2025-01-20 14:00 | 1 | 14 | 3.24 | 3.38 | 3.49 | 3.57 | 3.64 | 3.73 | 11 | 0.164 | 0.106 | 1
2025-01-20 15:00 | 1 | 15 | 3.24 | 3.39 | 3.51 | 3.6 | 3.67 | 3.77 | 4 | 0.145 | 0.115 | 1
2025-01-20 16:00 | 1 | 16 | 3.3 | 3.43 | 3.53 | 3.61 | 3.67 | 3.76 | 11 | 0.158 | 0.098 | 1
2025-01-20 17:00 | 1 | 17 | 2.83 | 2.94 | 3.02 | 3.09 | 3.15 | 3.21 | 11 | 0.162 | 0.097 | 1
2025-01-20 18:00 | 1 | 18 | 3.72 | 3.85 | 3.94 | 4.02 | 4.09 | 4.16 | 9 | 0.146 | 0.086 | 1
2025-01-20 19:00 | 1 | 19 | 3.71 | 3.85 | 3.95 | 4.03 | 4.09 | 4.17 | 13 | 0.155 | 0.088 | 1
2025-01-20 20:00 | 1 | 20 | 3.41 | 3.57 | 3.68 | 3.77 | 3.85 | 3.94 | 16 | 0.145 | 0.109 | 1
2025-01-20 21:00 | 1 | 21 | 3.26 | 3.43 | 3.56 | 3.66 | 3.75 | 3.86 | 14 | 0.135 | 0.127 | 1
2025-01-20 22:00 | 1 | 22 | 3.24 | 3.42 | 3.55 | 3.65 | 3.74 | 3.85 | 16 | 0.155 | 0.13 | 1
2025-01-20 23:00 | 1 | 23 | 2.28 | 2.4 | 2.49 | 2.56 | 2.62 | 2.69 | 19 | 0.162 | 0.125 | 1
2025-01-21 00:00 | 1 | 0 | 2.42 | 2.56 | 2.66 | 2.73 | 2.8 | 2.88 | 26 | 0.159 | 0.131 | 1
2025-01-21 01:00 | 1 | 1 | 2.68 | 2.8 | 2.89 | 2.96 | 3.02 | 3.1 | 9 | 0.156 | 0.111 | 1
2025-01-21 02:00 | 1 | 2 | 3.67 | 3.85 | 3.98 | 4.09 | 4.18 | 4.29 | 10 | 0.13 | 0.119 | 1
2025-01-21 03:00 | 1 | 3 | 4.27 | 4.45 | 4.59 | 4.69 | 4.78 | 4.9 | 358 | 0.126 | 0.104 | 1
2025-01-21 04:00 | 1 | 4 | 5.27 | 5.49 | 5.65 | 5.77 | 5.88 | 6.01 | 349 | 0.109 | 0.099 | 1
2025-01-21 05:00 | 1 | 5 | 5.37 | 5.52 | 5.63 | 5.72 | 5.79 | 5.88 | 346 | 0.097 | 0.069 | 1
2025-01-21 06:00 | 1 | 6 | 5.08 | 5.21 | 5.31 | 5.38 | 5.44 | 5.52 | 353 | 0.154 | 0.063 | 1
2025-01-21 07:00 | 1 | 7 | 5.23 | 5.33 | 5.4 | 5.46 | 5.51 | 5.56 | 354 | 0.112 | 0.047 | 1
2025-01-21 08:00 | 1 | 8 | 5.33 | 5.47 | 5.57 | 5.64 | 5.71 | 5.79 | 349 | 0.128 | 0.062 | 1
2025-01-21 09:00 | 1 | 9 | 5.64 | 5.81 | 5.93 | 6.02 | 6.1 | 6.2 | 353 | 0.121 | 0.071 | 1
2025-01-21 10:00 | 1 | 10 | 5.37 | 5.51 | 5.6 | 5.68 | 5.74 | 5.82 | 354 | 0.114 | 0.061 | 1
2025-01-21 11:00 | 1 | 11 | 6.26 | 6.39 | 6.49 | 6.56 | 6.62 | 6.7 | 354 | 0.12 | 0.05 | 1
2025-01-21 12:00 | 1 | 12 | 5.31 | 5.44 | 5.54 | 5.61 | 5.68 | 5.76 | 3 | 0.142 | 0.061 | 1
2025-01-21 13:00 | 1 | 13 | 5.38 | 5.52 | 5.62 | 5.7 | 5.77 | 5.85 | 2 | 0.095 | 0.063 | 1
2025-01-21 14:00 | 1 | 14 | 5.82 | 5.97 | 6.07 | 6.16 | 6.23 | 6.31 | 18 | 0.145 | 0.062 | 1
2025-01-21 15:00 | 1 | 15 | 5.98 | 6.15 | 6.27 | 6.37 | 6.45 | 6.54 | 23 | 0.131 | 0.068 | 1
2025-01-21 16:00 | 1 | 16 | 5.8 | 5.96 | 6.08 | 6.17 | 6.25 | 6.34 | 21 | 0.136 | 0.067 | 1
2025-01-21 17:00 | 1 | 17 | 6.45 | 6.61 | 6.73 | 6.82 | 6.89 | 6.98 | 27 | 0.127 | 0.059 | 1
2025-01-21 18:00 | 1 | 18 | 6.93 | 7.16 | 7.33 | 7.46 | 7.57 | 7.71 | 35 | 0.119 | 0.081 | 1
2025-01-21 19:00 | 1 | 19 | 6.59 | 6.82 | 6.99 | 7.12 | 7.23 | 7.37 | 28 | 0.081 | 0.084 | 1
2025-01-21 20:00 | 1 | 20 | 5.22 | 5.41 | 5.55 | 5.66 | 5.75 | 5.87 | 23 | 0.134 | 0.089 | 1
2025-01-21 21:00 | 1 | 21 | 3.99 | 4.2 | 4.35 | 4.46 | 4.56 | 4.69 | 15 | 0.121 | 0.122 | 1
2025-01-21 22:00 | 1 | 22 | 3.18 | 3.36 | 3.49 | 3.6 | 3.69 | 3.81 | 7 | 0.131 | 0.136 | 1
2025-01-21 23:00 | 1 | 23 | 2.7 | 2.85 | 2.97 | 3.07 | 3.15 | 3.25 | 25 | 0.138 | 0.142 | 1
2025-01-22 00:00 | 1 | 0 | 2.91 | 3.08 | 3.21 | 3.32 | 3.41 | 3.52 | 19 | 0.141 | 0.145 | 1
2025-01-22 01:00 | 1 | 1 | 3.13 | 3.33 | 3.47 | 3.59 | 3.68 | 3.81 | 12 | 0.15 | 0.147 | 1
2025-01-22 02:00 | 1 | 2 | 2.65 | 2.81 | 2.93 | 3.02 | 3.1 | 3.2 | 0 | 0.146 | 0.143 | 1
2025-01-22 03:00 | 1 | 3 | 2.74 | 2.88 | 2.99 | 3.08 | 3.15 | 3.24 | 4 | 0.163 | 0.128 | 1
2025-01-22 04:00 | 1 | 4 | 2.62 | 2.77 | 2.88 | 2.97 | 3.05 | 3.14 | 2 | 0.164 | 0.138 | 1
2025-01-22 05:00 | 1 | 5 | 2.66 | 2.8 | 2.92 | 3 | 3.08 | 3.17 | 354 | 0.166 | 0.134 | 1
2025-01-22 06:00 | 1 | 6 | 2.23 | 2.35 | 2.44 | 2.51 | 2.57 | 2.64 | 350 | 0.178 | 0.128 | 1
2025-01-22 07:00 | 1 | 7 | 2.19 | 2.28 | 2.35 | 2.41 | 2.45 | 2.51 | 340 | 0.158 | 0.104 | 1
2025-01-22 08:00 | 1 | 8 | 2.16 | 2.24 | 2.3 | 2.35 | 2.39 | 2.44 | 339 | 0.199 | 0.093 | 1
2025-01-22 09:00 | 1 | 9 | 2.8 | 2.87 | 2.93 | 2.97 | 3.01 | 3.06 | 333 | 0.146 | 0.067 | 1
2025-01-22 10:00 | 1 | 10 | 3.64 | 3.76 | 3.85 | 3.92 | 3.98 | 4.05 | 351 | 0.136 | 0.08 | 1
2025-01-22 11:00 | 1 | 11 | 3.14 | 3.26 | 3.35 | 3.41 | 3.47 | 3.54 | 349 | 0.139 | 0.089 | 1
2025-01-22 12:00 | 1 | 12 | 2.94 | 3.03 | 3.09 | 3.14 | 3.18 | 3.23 | 343 | 0.168 | 0.071 | 1
2025-01-22 13:00 | 1 | 13 | 2.09 | 2.15 | 2.2 | 2.23 | 2.26 | 2.3 | 330 | 0.199 | 0.071 | 1
2025-01-22 14:00 | 1 | 14 | 1.5 | 1.55 | 1.59 | 1.62 | 1.65 | 1.68 | 334 | 0.218 | 0.087 | 1
2025-01-22 15:00 | 1 | 15 | 0.94 | 0.97 | 0.99 | 1.01 | 1.02 | 1.04 | 338 | 0.3 | 0.076 | 1
2025-01-22 16:00 | 1 | 16 | 0.71 | 0.74 | 0.76 | 0.77 | 0.78 | 0.8 | 349 | 0.3 | 0.093 | 1
2025-01-22 17:00 | 1 | 17 | 0.94 | 0.98 | 1.01 | 1.03 | 1.05 | 1.07 | 350 | 0.3 | 0.101 | 1
2025-01-22 18:00 | 1 | 18 | 0.66 | 0.69 | 0.71 | 0.72 | 0.74 | 0.75 | 2 | 0.3 | 0.102 | 1
2025-01-22 19:00 | 1 | 19 | 1.12 | 1.17 | 1.21 | 1.24 | 1.26 | 1.29 | 5 | 0.292 | 0.113 | 1
2025-01-22 20:00 | 1 | 20 | 1.05 | 1.1 | 1.13 | 1.16 | 1.19 | 1.21 | 17 | 0.3 | 0.11 | 1
2025-01-22 21:00 | 1 | 21 | 1.15 | 1.2 | 1.24 | 1.27 | 1.3 | 1.33 | 23 | 0.273 | 0.111 | 1
2025-01-22 22:00 | 1 | 22 | 1.33 | 1.39 | 1.43 | 1.46 | 1.48 | 1.52 | 34 | 0.264 | 0.098 | 1
2025-01-22 23:00 | 1 | 23 | 1.04 | 1.08 | 1.11 | 1.13 | 1.15 | 1.17 | 25 | 0.278 | 0.088 | 1
2025-01-23 00:00 | 1 | 0 | 0.82 | 0.85 | 0.87 | 0.89 | 0.9 | 0.92 | 21 | 0.3 | 0.083 | 1
2025-01-23 01:00 | 1 | 1 | 0.99 | 1.03 | 1.07 | 1.09 | 1.11 | 1.14 | 27 | 0.3 | 0.106 | 1
2025-01-23 02:00 | 1 | 2 | 1.23 | 1.29 | 1.33 | 1.36 | 1.39 | 1.42 | 19 | 0.259 | 0.109 | 0
2025-01-23 03:00 | 1 | 3 | 1.38 | 1.46 | 1.51 | 1.55 | 1.59 | 1.63 | 13 | 0.267 | 0.125 | 1
2025-01-23 04:00 | 1 | 4 | 1.23 | 1.28 | 1.32 | 1.35 | 1.38 | 1.41 | 40 | 0.256 | 0.108 | 1
2025-01-23 05:00 | 1 | 5 | 1.34 | 1.4 | 1.44 | 1.48 | 1.51 | 1.54 | 34 | 0.239 | 0.11 | 1
2025-01-23 06:00 | 1 | 6 | 1.03 | 1.07 | 1.1 | 1.13 | 1.15 | 1.18 | 14 | 0.3 | 0.105 | 1
2025-01-23 07:00 | 1 | 7 | 1.08 | 1.13 | 1.16 | 1.19 | 1.21 | 1.24 | 358 | 0.288 | 0.104 | 1
2025-01-23 08:00 | 1 | 8 | 0.76 | 0.8 | 0.82 | 0.84 | 0.85 | 0.87 | 356 | 0.3 | 0.103 | 1
2025-01-23 09:00 | 1 | 9 | 0.93 | 0.97 | 1 | 1.02 | 1.04 | 1.06 | 10 | 0.3 | 0.098 | 1
2025-01-23 10:00 | 1 | 10 | 0.75 | 0.78 | 0.81 | 0.83 | 0.84 | 0.86 | 11 | 0.3 | 0.108 | 1
2025-01-23 11:00 | 1 | 11 | 0.85 | 0.89 | 0.91 | 0.93 | 0.95 | 0.97 | 8 | 0.3 | 0.102 | 1
2025-01-23 12:00 | 1 | 12 | 0.5 | 0.52 | 0.53 | 0.54 | 0.55 | 0.56 | 1 | 0.3 | 0.081 | 1
2025-01-23 13:00 | 1 | 13 | 0.6 | 0.63 | 0.64 | 0.65 | 0.67 | 0.68 | 4 | 0.3 | 0.09 | 1
2025-01-23 14:00 | 1 | 14 | 0.73 | 0.76 | 0.78 | 0.79 | 0.81 | 0.83 | 359 | 0.3 | 0.095 | 1
2025-01-23 15:00 | 1 | 15 | 0.96 | 0.99 | 1.02 | 1.04 | 1.06 | 1.08 | 359 | 0.3 | 0.089 | 1
2025-01-23 16:00 | 1 | 16 | 0.87 | 0.9 | 0.92 | 0.94 | 0.96 | 0.98 | 339 | 0.3 | 0.087 | 1
2025-01-23 17:00 | 1 | 17 | 1.18 | 1.22 | 1.25 | 1.27 | 1.29 | 1.32 | 340 | 0.275 | 0.086 | 1
2025-01-23 18:00 | 1 | 18 | 1.05 | 1.08 | 1.11 | 1.13 | 1.15 | 1.17 | 358 | 0.299 | 0.087 | 1
2025-01-23 19:00 | 1 | 19 | 1.73 | 1.79 | 1.84 | 1.88 | 1.91 | 1.95 | 358 | 0.225 | 0.093 | 1
2025-01-23 20:00 | 1 | 20 | 1.24 | 1.29 | 1.33 | 1.36 | 1.38 | 1.41 | 7 | 0.279 | 0.097 | 1
2025-01-23 21:00 | 1 | 21 | 1.19 | 1.24 | 1.28 | 1.31 | 1.33 | 1.37 | 5 | 0.262 | 0.104 | 1
2025-01-23 22:00 | 1 | 22 | 1.1 | 1.15 | 1.18 | 1.21 | 1.23 | 1.26 | 354 | 0.286 | 0.102 | 1
2025-01-23 23:00 | 1 | 23 | 0.58 | 0.61 | 0.63 | 0.64 | 0.65 | 0.67 | 358 | 0.3 | 0.106 | 1
2025-01-24 00:00 | 1 | 0 | 1.12 | 1.16 | 1.2 | 1.23 | 1.25 | 1.28 | 6 | 0.287 | 0.106 | 1
2025-01-24 01:00 | 1 | 1 | 1.37 | 1.43 | 1.48 | 1.52 | 1.55 | 1.59 | 19 | 0.252 | 0.115 | 1
2025-01-24 02:00 | 1 | 2 | 0.94 | 0.98 | 1.01 | 1.03 | 1.05 | 1.08 | 3 | 0.3 | 0.108 | 1
2025-01-24 03:00 | 1 | 3 | 1.05 | 1.09 | 1.13 | 1.15 | 1.18 | 1.2 | 15 | 0.278 | 0.105 | 1
2025-01-24 04:00 | 1 | 4 | 1.08 | 1.13 | 1.17 | 1.2 | 1.23 | 1.26 | 356 | 0.3 | 0.118 | 1
2025-01-24 05:00 | 1 | 5 | 0.95 | 1 | 1.03 | 1.06 | 1.08 | 1.11 | 3 | 0.3 | 0.117 | 1
2025-01-24 06:00 | 1 | 6 | 1.22 | 1.28 | 1.32 | 1.35 | 1.37 | 1.41 | 24 | 0.253 | 0.107 | 1
2025-01-24 07:00 | 1 | 7 | 1.13 | 1.19 | 1.23 | 1.26 | 1.28 | 1.32 | 27 | 0.274 | 0.114 | 1
2025-01-24 08:00 | 1 | 8 | 1.31 | 1.38 | 1.42 | 1.46 | 1.49 | 1.53 | 23 | 0.253 | 0.116 | 1
2025-01-24 09:00 | 1 | 9 | 1.56 | 1.63 | 1.68 | 1.72 | 1.76 | 1.8 | 28 | 0.219 | 0.108 | 1
2025-01-24 10:00 | 1 | 10 | 2.04 | 2.12 | 2.19 | 2.23 | 2.28 | 2.33 | 22 | 0.181 | 0.099 | 1
2025-01-24 11:00 | 1 | 11 | 2.5 | 2.6 | 2.68 | 2.74 | 2.79 | 2.85 | 21 | 0.139 | 0.099 | 1
2025-01-24 12:00 | 1 | 12 | 2.78 | 2.88 | 2.95 | 3.01 | 3.06 | 3.12 | 26 | 0.16 | 0.086 | 1
2025-01-24 13:00 | 1 | 13 | 2.33 | 2.43 | 2.5 | 2.55 | 2.6 | 2.66 | 35 | 0.168 | 0.098 | 1
2025-01-24 14:00 | 1 | 14 | 3.18 | 3.3 | 3.4 | 3.48 | 3.54 | 3.62 | 25 | 0.149 | 0.099 | 1
2025-01-24 15:00 | 1 | 15 | 2.81 | 2.94 | 3.03 | 3.11 | 3.17 | 3.25 | 16 | 0.142 | 0.109 | 1
2025-01-24 16:00 | 1 | 16 | 2.15 | 2.25 | 2.32 | 2.38 | 2.43 | 2.49 | 12 | 0.169 | 0.111 | 1
2025-01-24 17:00 | 1 | 17 | 2.04 | 2.11 | 2.16 | 2.2 | 2.24 | 2.28 | 3 | 0.214 | 0.086 | 1
2025-01-24 18:00 | 1 | 18 | 1.88 | 1.95 | 2 | 2.04 | 2.08 | 2.12 | 358 | 0.182 | 0.093 | 1
2025-01-24 19:00 | 1 | 19 | 1.54 | 1.6 | 1.65 | 1.69 | 1.72 | 1.76 | 3 | 0.244 | 0.1 | 1
2025-01-24 20:00 | 1 | 20 | 1.63 | 1.69 | 1.74 | 1.78 | 1.81 | 1.85 | 14 | 0.214 | 0.095 | 0
2025-01-24 21:00 | 1 | 21 | 2.03 | 2.11 | 2.18 | 2.23 | 2.27 | 2.32 | 22 | 0.194 | 0.102 | 1
2025-01-24 22:00 | 1 | 22 | 1.46 | 1.52 | 1.57 | 1.6 | 1.63 | 1.67 | 5 | 0.205 | 0.1 | 1
2025-01-24 23:00 | 1 | 23 | 2.23 | 2.33 | 2.4 | 2.46 | 2.5 | 2.56 | 3 | 0.174 | 0.106 | 1
2025-01-25 00:00 | 1 | 0 | 1.98 | 2.07 | 2.14 | 2.2 | 2.24 | 2.3 | 356 | 0.198 | 0.115 | 1
2025-01-25 01:00 | 1 | 1 | 1.39 | 1.46 | 1.51 | 1.55 | 1.59 | 1.63 | 8 | 0.242 | 0.123 | 0
2025-01-25 02:00 | 1 | 2 | 1.4 | 1.48 | 1.54 | 1.59 | 1.64 | 1.69 | 2 | 0.255 | 0.142 | 1
2025-01-25 03:00 | 1 | 3 | 2.17 | 2.3 | 2.4 | 2.48 | 2.55 | 2.64 | 354 | 0.179 | 0.146 | 1
2025-01-25 04:00 | 1 | 4 | 2.79 | 2.96 | 3.09 | 3.2 | 3.29 | 3.4 | 4 | 0.146 | 0.149 | 1
2025-01-25 05:00 | 1 | 5 | 2.03 | 2.16 | 2.26 | 2.34 | 2.41 | 2.5 | 359 | 0.183 | 0.157 | 1
2025-01-25 06:00 | 1 | 6 | 1.01 | 1.07 | 1.12 | 1.16 | 1.19 | 1.23 | 2 | 0.3 | 0.151 | 1
2025-01-25 07:00 | 1 | 7 | 0.59 | 0.62 | 0.65 | 0.67 | 0.69 | 0.71 | 2 | 0.3 | 0.148 | 1
2025-01-25 08:00 | 1 | 8 | 0.84 | 0.88 | 0.92 | 0.94 | 0.96 | 0.99 | 6 | 0.3 | 0.131 | 1
2025-01-25 09:00 | 1 | 9 | 1.31 | 1.38 | 1.43 | 1.47 | 1.5 | 1.54 | 9 | 0.24 | 0.123 | 1
2025-01-25 10:00 | 1 | 10 | 1.6 | 1.68 | 1.74 | 1.79 | 1.83 | 1.88 | 9 | 0.241 | 0.122 | 1
2025-01-25 11:00 | 1 | 11 | 1.33 | 1.39 | 1.43 | 1.46 | 1.49 | 1.52 | 20 | 0.263 | 0.1 | 1
2025-01-25 12:00 | 1 | 12 | 1.28 | 1.32 | 1.35 | 1.38 | 1.4 | 1.42 | 8 | 0.276 | 0.08 | 1
2025-01-25 13:00 | 1 | 13 | 0.92 | 0.95 | 0.98 | 0.99 | 1.01 | 1.03 | 7 | 0.3 | 0.084 | 1
2025-01-25 14:00 | 1 | 14 | 1.21 | 1.25 | 1.28 | 1.3 | 1.32 | 1.34 | 14 | 0.259 | 0.08 | 1
2025-01-25 15:00 | 1 | 15 | 0.67 | 0.69 | 0.71 | 0.72 | 0.74 | 0.75 | 20 | 0.3 | 0.087 | 1
2025-01-25 16:00 | 1 | 16 | 0.41 | 0.43 | 0.44 | 0.46 | 0.46 | 0.48 | 37 | 0.3 | 0.11 | 1
2025-01-25 17:00 | 1 | 17 | 0.16 | 0.17 | 0.17 | 0.18 | 0.18 | 0.18 | 34 | 0.3 | 0.109 | 1
2025-01-25 18:00 | 1 | 18 | 0.15 | 0.16 | 0.16 | 0.17 | 0.17 | 0.17 | 27 | 0.3 | 0.121 | 1
2025-01-25 19:00 | 1 | 19 | 0.12 | 0.13 | 0.13 | 0.14 | 0.14 | 0.14 | 39 | 0.3 | 0.119 | 1
2025-01-25 20:00 | 1 | 20 | 0.14 | 0.15 | 0.16 | 0.16 | 0.16 | 0.17 | 34 | 0.3 | 0.117 | 1
2025-01-25 21:00 | 1 | 21 | 0.29 | 0.3 | 0.31 | 0.31 | 0.32 | 0.33 | 37 | 0.3 | 0.101 | 1
2025-01-25 22:00 | 1 | 22 | 0.44 | 0.46 | 0.47 | 0.49 | 0.5 | 0.51 | 37 | 0.3 | 0.106 | 1
2025-01-25 23:00 | 1 | 23 | 0.58 | 0.61 | 0.62 | 0.64 | 0.65 | 0.66 | 20 | 0.3 | 0.097 | 1
2025-01-26 00:00 | 1 | 0 | 0.67 | 0.69 | 0.71 | 0.73 | 0.74 | 0.75 | 18 | 0.3 | 0.091 | 1
2025-01-26 01:00 | 1 | 1 | 0.92 | 0.97 | 1 | 1.02 | 1.05 | 1.07 | 18 | 0.3 | 0.114 | 1
2025-01-26 02:00 | 1 | 2 | 0.97 | 1.02 | 1.05 | 1.08 | 1.11 | 1.14 | 7 | 0.3 | 0.124 | 1
2025-01-26 03:00 | 1 | 3 | 0.75 | 0.79 | 0.82 | 0.85 | 0.87 | 0.9 | 14 | 0.3 | 0.134 | 0
2025-01-26 04:00 | 1 | 4 | 1.07 | 1.14 | 1.19 | 1.23 | 1.26 | 1.3 | 12 | 0.281 | 0.147 | 1
2025-01-26 05:00 | 1 | 5 | 0.78 | 0.82 | 0.85 | 0.87 | 0.89 | 0.92 | 10 | 0.3 | 0.127 | 1
2025-01-26 06:00 | 1 | 6 | 0.79 | 0.84 | 0.87 | 0.89 | 0.92 | 0.94 | 9 | 0.3 | 0.133 | 1
2025-01-26 07:00 | 1 | 7 | 0.79 | 0.84 | 0.87 | 0.9 | 0.92 | 0.95 | 10 | 0.3 | 0.137 | 1
2025-01-26 08:00 | 1 | 8 | 1.08 | 1.14 | 1.19 | 1.22 | 1.25 | 1.29 | 21 | 0.256 | 0.132 | 1
2025-01-26 09:00 | 1 | 9 | 1.35 | 1.41 | 1.46 | 1.5 | 1.53 | 1.57 | 15 | 0.234 | 0.114 | 1
2025-01-26 10:00 | 1 | 10 | 1.98 | 2.06 | 2.12 | 2.17 | 2.2 | 2.25 | 12 | 0.228 | 0.099 | 1
2025-01-26 11:00 | 1 | 11 | 3.18 | 3.26 | 3.33 | 3.38 | 3.42 | 3.47 | 20 | 0.137 | 0.065 | 1
2025-01-26 12:00 | 1 | 12 | 3.39 | 3.49 | 3.55 | 3.61 | 3.65 | 3.71 | 20 | 0.145 | 0.067 | 1
2025-01-26 13:00 | 1 | 13 | 3.76 | 3.87 | 3.94 | 4.01 | 4.06 | 4.12 | 17 | 0.154 | 0.07 | 1
2025-01-26 14:00 | 1 | 14 | 2.83 | 2.93 | 3.01 | 3.06 | 3.11 | 3.17 | 12 | 0.166 | 0.085 | 1
2025-01-26 15:00 | 1 | 15 | 4.28 | 4.44 | 4.55 | 4.64 | 4.72 | 4.82 | 12 | 0.153 | 0.09 | 1
2025-01-26 16:00 | 1 | 16 | 3.44 | 3.57 | 3.68 | 3.76 | 3.82 | 3.91 | 3 | 0.14 | 0.098 | 1
2025-01-26 17:00 | 1 | 17 | 3.41 | 3.54 | 3.65 | 3.73 | 3.8 | 3.88 | 1 | 0.163 | 0.099 | 1
2025-01-26 18:00 | 1 | 18 | 2.82 | 2.95 | 3.05 | 3.13 | 3.19 | 3.27 | 16 | 0.158 | 0.112 | 1
2025-01-26 19:00 | 1 | 19 | 3.58 | 3.75 | 3.88 | 3.98 | 4.07 | 4.18 | 25 | 0.13 | 0.117 | 1
2025-01-26 20:00 | 1 | 20 | 2.4 | 2.52 | 2.61 | 2.68 | 2.74 | 2.81 | 18 | 0.16 | 0.119 | 1
2025-01-26 21:00 | 1 | 21 | 2.17 | 2.28 | 2.36 | 2.42 | 2.47 | 2.54 | 26 | 0.178 | 0.118 | 1
2025-01-26 22:00 | 1 | 22 | 2.09 | 2.22 | 2.32 | 2.39 | 2.46 | 2.54 | 29 | 0.172 | 0.148 | 1
2025-01-26 23:00 | 1 | 23 | 1.84 | 1.95 | 2.03 | 2.1 | 2.16 | 2.23 | 22 | 0.173 | 0.144 | 1
2025-01-27 00:00 | 1 | 0 | 2.71 | 2.87 | 2.98 | 3.07 | 3.15 | 3.25 | 20 | 0.158 | 0.136 | 1
2025-01-27 01:00 | 1 | 1 | 2.39 | 2.53 | 2.63 | 2.72 | 2.79 | 2.87 | 33 | 0.17 | 0.139 | 1
2025-01-27 02:00 | 1 | 2 | 2.95 | 3.11 | 3.22 | 3.31 | 3.39 | 3.48 | 31 | 0.132 | 0.125 | 1
2025-01-27 03:00 | 1 | 3 | 3.4 | 3.58 | 3.71 | 3.81 | 3.9 | 4.02 | 31 | 0.141 | 0.127 | 1
2025-01-27 04:00 | 1 | 4 | 2.73 | 2.88 | 2.99 | 3.08 | 3.16 | 3.25 | 25 | 0.135 | 0.132 | 1
2025-01-27 05:00 | 1 | 5 | 3.28 | 3.46 | 3.59 | 3.7 | 3.79 | 3.9 | 26 | 0.143 | 0.13 | 1
2025-01-27 06:00 | 1 | 6 | 3.89 | 4.08 | 4.22 | 4.33 | 4.42 | 4.53 | 6 | 0.138 | 0.115 | 1
2025-01-27 07:00 | 1 | 7 | 3.91 | 4.11 | 4.26 | 4.38 | 4.48 | 4.61 | 5 | 0.139 | 0.125 | 1
2025-01-27 08:00 | 1 | 8 | 4.26 | 4.43 | 4.56 | 4.66 | 4.75 | 4.85 | 2 | 0.142 | 0.099 | 1
2025-01-27 09:00 | 1 | 9 | 5.39 | 5.61 | 5.78 | 5.91 | 6.02 | 6.15 | 355 | 0.113 | 0.1 | 1
2025-01-27 10:00 | 1 | 10 | 4.39 | 4.58 | 4.72 | 4.83 | 4.92 | 5.04 | 355 | 0.121 | 0.104 | 1
2025-01-27 11:00 | 1 | 11 | 4.26 | 4.43 | 4.55 | 4.65 | 4.73 | 4.83 | 356 | 0.127 | 0.094 | 1
2025-01-27 12:00 | 1 | 12 | 4.13 | 4.32 | 4.46 | 4.58 | 4.67 | 4.79 | 355 | 0.122 | 0.113 | 1
2025-01-27 13:00 | 1 | 13 | 3.48 | 3.61 | 3.71 | 3.79 | 3.86 | 3.94 | 0 | 0.132 | 0.095 | 1
2025-01-27 14:00 | 1 | 14 | 3.06 | 3.16 | 3.23 | 3.28 | 3.33 | 3.38 | 9 | 0.139 | 0.076 | 0
2025-01-27 15:00 | 1 | 15 | 3.31 | 3.42 | 3.49 | 3.55 | 3.6 | 3.67 | 23 | 0.158 | 0.077 | 1
2025-01-27 16:00 | 1 | 16 | 3.38 | 3.48 | 3.55 | 3.61 | 3.66 | 3.72 | 18 | 0.158 | 0.073 | 1
2025-01-27 17:00 | 1 | 17 | 3.32 | 3.44 | 3.53 | 3.61 | 3.67 | 3.75 | 17 | 0.129 | 0.092 | 1
2025-01-27 18:00 | 1 | 18 | 3.73 | 3.89 | 4 | 4.09 | 4.17 | 4.26 | 14 | 0.141 | 0.102 | 1
2025-01-27 19:00 | 1 | 19 | 3.31 | 3.44 | 3.54 | 3.62 | 3.68 | 3.76 | 13 | 0.158 | 0.098 | 1
2025-01-27 20:00 | 1 | 20 | 3.23 | 3.39 | 3.5 | 3.59 | 3.67 | 3.76 | 18 | 0.141 | 0.115 | 1
2025-01-27 21:00 | 1 | 21 | 2.25 | 2.37 | 2.46 | 2.53 | 2.59 | 2.67 | 19 | 0.165 | 0.127 | 1
2025-01-27 22:00 | 1 | 22 | 1.9 | 1.99 | 2.07 | 2.13 | 2.18 | 2.24 | 12 | 0.205 | 0.125 | 1
2025-01-27 23:00 | 1 | 23 | 2.69 | 2.83 | 2.94 | 3.03 | 3.1 | 3.2 | 14 | 0.152 | 0.131 | 1
2025-01-28 00:00 | 1 | 0 | 3.1 | 3.28 | 3.42 | 3.53 | 3.62 | 3.73 | 1 | 0.146 | 0.141 | 1
2025-01-28 01:00 | 1 | 1 | 2.64 | 2.81 | 2.95 | 3.06 | 3.15 | 3.26 | 7 | 0.163 | 0.162 | 1
2025-01-28 02:00 | 1 | 2 | 3.82 | 4.06 | 4.25 | 4.4 | 4.52 | 4.68 | 18 | 0.139 | 0.155 | 1
2025-01-28 03:00 | 1 | 3 | 4.09 | 4.37 | 4.58 | 4.76 | 4.9 | 5.08 | 9 | 0.131 | 0.164 | 1
2025-01-28 04:00 | 1 | 4 | 4.13 | 4.4 | 4.59 | 4.75 | 4.89 | 5.05 | 12 | 0.12 | 0.152 | 1
2025-01-28 05:00 | 1 | 5 | 3.23 | 3.44 | 3.6 | 3.73 | 3.84 | 3.97 | 2 | 0.137 | 0.157 | 1
2025-01-28 06:00 | 1 | 6 | 3.09 | 3.31 | 3.47 | 3.6 | 3.72 | 3.86 | 12 | 0.173 | 0.169 | 1
2025-01-28 07:00 | 1 | 7 | 2.78 | 2.96 | 3.1 | 3.21 | 3.3 | 3.42 | 9 | 0.15 | 0.157 | 1
2025-01-28 08:00 | 1 | 8 | 2.5 | 2.65 | 2.76 | 2.85 | 2.93 | 3.02 | 2 | 0.163 | 0.143 | 1
2025-01-28 09:00 | 1 | 9 | 2.09 | 2.21 | 2.3 | 2.37 | 2.43 | 2.51 | 351 | 0.193 | 0.138 | 1
2025-01-28 10:00 | 1 | 10 | 1.77 | 1.87 | 1.94 | 2 | 2.05 | 2.11 | 351 | 0.201 | 0.131 | 1
2025-01-28 11:00 | 1 | 11 | 1.24 | 1.3 | 1.35 | 1.39 | 1.42 | 1.46 | 342 | 0.255 | 0.127 | 1
2025-01-28 12:00 | 1 | 12 | 1.71 | 1.79 | 1.86 | 1.91 | 1.95 | 2.01 | 336 | 0.222 | 0.123 | 1
2025-01-28 13:00 | 1 | 13 | 2.53 | 2.66 | 2.75 | 2.83 | 2.89 | 2.97 | 341 | 0.174 | 0.121 | 1
2025-01-28 14:00 | 1 | 14 | 2.98 | 3.11 | 3.21 | 3.29 | 3.36 | 3.44 | 334 | 0.153 | 0.109 | 1
2025-01-28 15:00 | 1 | 15 | 3.48 | 3.66 | 3.79 | 3.89 | 3.98 | 4.08 | 333 | 0.132 | 0.12 | 1
2025-01-28 16:00 | 1 | 16 | 3.65 | 3.82 | 3.94 | 4.04 | 4.12 | 4.23 | 340 | 0.135 | 0.111 | 1
2025-01-28 17:00 | 1 | 17 | 3.93 | 4.14 | 4.29 | 4.42 | 4.52 | 4.65 | 347 | 0.135 | 0.127 | 1
2025-01-28 18:00 | 1 | 18 | 2.9 | 3.04 | 3.15 | 3.23 | 3.3 | 3.39 | 345 | 0.107 | 0.119 | 1
2025-01-28 19:00 | 1 | 19 | 2.14 | 2.24 | 2.31 | 2.36 | 2.41 | 2.47 | 342 | 0.182 | 0.108 | 1
2025-01-28 20:00 | 1 | 20 | 2.8 | 2.94 | 3.03 | 3.11 | 3.18 | 3.26 | 333 | 0.156 | 0.114 | 1
2025-01-28 21:00 | 1 | 21 | 2.91 | 3.07 | 3.18 | 3.27 | 3.35 | 3.44 | 341 | 0.132 | 0.126 | 1
2025-01-28 22:00 | 1 | 22 | 3.48 | 3.7 | 3.86 | 3.99 | 4.1 | 4.24 | 343 | 0.143 | 0.149 | 1
2025-01-28 23:00 | 1 | 23 | 4.14 | 4.38 | 4.56 | 4.71 | 4.83 | 4.98 | 345 | 0.118 | 0.139 | 1
2025-01-29 00:00 | 1 | 0 | 3.16 | 3.34 | 3.48 | 3.59 | 3.68 | 3.8 | 359 | 0.168 | 0.139 | 1
2025-01-29 01:00 | 1 | 1 | 3.85 | 4.03 | 4.17 | 4.28 | 4.37 | 4.49 | 5 | 0.132 | 0.117 | 1
2025-01-29 02:00 | 1 | 2 | 3.2 | 3.36 | 3.48 | 3.57 | 3.65 | 3.76 | 6 | 0.158 | 0.122 | 1
2025-01-29 03:00 | 1 | 3 | 4.48 | 4.71 | 4.89 | 5.03 | 5.15 | 5.29 | 11 | 0.125 | 0.127 | 1
2025-01-29 04:00 | 1 | 4 | 4.47 | 4.72 | 4.91 | 5.07 | 5.2 | 5.36 | 1 | 0.106 | 0.138 | 1
2025-01-29 05:00 | 1 | 5 | 4.89 | 5.13 | 5.31 | 5.45 | 5.56 | 5.71 | 12 | 0.115 | 0.117 | 0
2025-01-29 06:00 | 1 | 6 | 5.43 | 5.71 | 5.92 | 6.08 | 6.22 | 6.4 | 19 | 0.097 | 0.124 | 1
2025-01-29 07:00 | 1 | 7 | 5.91 | 6.21 | 6.43 | 6.61 | 6.76 | 6.94 | 21 | 0.112 | 0.122 | 1
2025-01-29 08:00 | 1 | 8 | 5.12 | 5.41 | 5.62 | 5.79 | 5.94 | 6.12 | 16 | 0.125 | 0.135 | 1
2025-01-29 09:00 | 1 | 9 | 4.97 | 5.21 | 5.39 | 5.53 | 5.65 | 5.8 | 10 | 0.137 | 0.116 | 1
2025-01-29 10:00 | 1 | 10 | 5.82 | 6.11 | 6.32 | 6.49 | 6.63 | 6.81 | 4 | 0.102 | 0.119 | 1
2025-01-29 11:00 | 1 | 11 | 5.79 | 6.06 | 6.26 | 6.41 | 6.55 | 6.71 | 7 | 0.135 | 0.111 | 1
2025-01-29 12:00 | 1 | 12 | 5.32 | 5.55 | 5.73 | 5.87 | 5.98 | 6.13 | 13 | 0.138 | 0.107 | 1
2025-01-29 13:00 | 1 | 13 | 6.04 | 6.33 | 6.55 | 6.72 | 6.87 | 7.05 | 15 | 0.124 | 0.117 | 1
2025-01-29 14:00 | 1 | 14 | 6.49 | 6.79 | 7.01 | 7.18 | 7.33 | 7.51 | 5 | 0.097 | 0.111 | 1
2025-01-29 15:00 | 1 | 15 | 6.25 | 6.56 | 6.78 | 6.97 | 7.12 | 7.31 | 2 | 0.106 | 0.119 | 1
2025-01-29 16:00 | 1 | 16 | 5.97 | 6.25 | 6.46 | 6.63 | 6.77 | 6.94 | 11 | 0.133 | 0.114 | 1
2025-01-29 17:00 | 1 | 17 | 5.21 | 5.45 | 5.63 | 5.77 | 5.89 | 6.04 | 8 | 0.121 | 0.111 | 1
2025-01-29 18:00 | 1 | 18 | 5.83 | 6.07 | 6.25 | 6.39 | 6.5 | 6.65 | 14 | 0.118 | 0.1 | 1
2025-01-29 19:00 | 1 | 19 | 6.49 | 6.78 | 6.99 | 7.16 | 7.31 | 7.48 | 4 | 0.106 | 0.108 | 1
2025-01-29 20:00 | 1 | 20 | 5 | 5.2 | 5.35 | 5.47 | 5.56 | 5.68 | 357 | 0.112 | 0.096 | 1
2025-01-29 21:00 | 1 | 21 | 5.3 | 5.53 | 5.69 | 5.83 | 5.94 | 6.08 | 354 | 0.137 | 0.104 | 1
2025-01-29 22:00 | 1 | 22 | 4.09 | 4.26 | 4.39 | 4.49 | 4.57 | 4.68 | 354 | 0.135 | 0.103 | 1
2025-01-29 23:00 | 1 | 23 | 3.8 | 3.96 | 4.08 | 4.17 | 4.25 | 4.35 | 358 | 0.129 | 0.102 | 1
2025-01-30 00:00 | 1 | 0 | 4.33 | 4.5 | 4.62 | 4.72 | 4.8 | 4.9 | 359 | 0.142 | 0.093 | 1
2025-01-30 01:00 | 1 | 1 | 3.9 | 4.04 | 4.15 | 4.23 | 4.3 | 4.38 | 13 | 0.144 | 0.087 | 1
2025-01-30 02:00 | 1 | 2 | 3.54 | 3.68 | 3.78 | 3.86 | 3.93 | 4.01 | 7 | 0.093 | 0.095 | 1
2025-01-30 03:00 | 1 | 3 | 2.86 | 2.96 | 3.03 | 3.09 | 3.14 | 3.2 | 14 | 0.146 | 0.085 | 1
2025-01-30 04:00 | 1 | 4 | 3.31 | 3.43 | 3.51 | 3.57 | 3.63 | 3.69 | 3 | 0.144 | 0.082 | 1
2025-01-30 05:00 | 1 | 5 | 3.24 | 3.36 | 3.45 | 3.53 | 3.59 | 3.66 | 358 | 0.162 | 0.094 | 1
2025-01-30 06:00 | 1 | 6 | 4.05 | 4.24 | 4.38 | 4.49 | 4.59 | 4.71 | 356 | 0.15 | 0.114 | 1
2025-01-30 07:00 | 1 | 7 | 4.82 | 5.03 | 5.18 | 5.3 | 5.4 | 5.52 | 5 | 0.122 | 0.103 | 1
2025-01-30 08:00 | 1 | 8 | 4.31 | 4.46 | 4.58 | 4.67 | 4.75 | 4.84 | 14 | 0.137 | 0.089 | 1
2025-01-30 09:00 | 1 | 9 | 3.88 | 3.99 | 4.06 | 4.12 | 4.17 | 4.23 | 357 | 0.139 | 0.065 | 1
2025-01-30 10:00 | 1 | 10 | 3.51 | 3.62 | 3.7 | 3.76 | 3.81 | 3.87 | 5 | 0.125 | 0.073 | 1
2025-01-30 11:00 | 1 | 11 | 2.73 | 2.81 | 2.87 | 2.92 | 2.95 | 3 | 351 | 0.157 | 0.072 | 1
2025-01-30 12:00 | 1 | 12 | 3.27 | 3.36 | 3.43 | 3.49 | 3.54 | 3.6 | 353 | 0.143 | 0.073 | 1
2025-01-30 13:00 | 1 | 13 | 3.61 | 3.72 | 3.81 | 3.87 | 3.93 | 4 | 347 | 0.126 | 0.078 | 1
2025-01-30 14:00 | 1 | 14 | 3.89 | 4.04 | 4.15 | 4.23 | 4.3 | 4.39 | 356 | 0.141 | 0.091 | 1
2025-01-30 15:00 | 1 | 15 | 3.36 | 3.48 | 3.57 | 3.64 | 3.7 | 3.78 | 360 | 0.155 | 0.09 | 1
2025-01-30 16:00 | 1 | 16 | 3.81 | 3.93 | 4.02 | 4.09 | 4.15 | 4.23 | 354 | 0.144 | 0.079 | 1
2025-01-30 17:00 | 1 | 17 | 2.88 | 2.99 | 3.07 | 3.14 | 3.19 | 3.25 | 360 | 0.157 | 0.092 | 1
2025-01-30 18:00 | 1 | 18 | 2.57 | 2.67 | 2.74 | 2.79 | 2.84 | 2.9 | 10 | 0.149 | 0.09 | 1
2025-01-30 19:00 | 1 | 19 | 2.54 | 2.63 | 2.7 | 2.76 | 2.81 | 2.86 | 6 | 0.163 | 0.092 | 1
2025-01-30 20:00 | 1 | 20 | 2.26 | 2.34 | 2.41 | 2.46 | 2.5 | 2.55 | 1 | 0.187 | 0.094 | 1
2025-01-30 21:00 | 1 | 21 | 2.26 | 2.37 | 2.45 | 2.51 | 2.56 | 2.63 | 354 | 0.191 | 0.115 | 0
2025-01-30 22:00 | 1 | 22 | 2.39 | 2.5 | 2.57 | 2.63 | 2.68 | 2.74 | 357 | 0.173 | 0.104 | 1
2025-01-30 23:00 | 1 | 23 | 3.05 | 3.19 | 3.3 | 3.38 | 3.45 | 3.54 | 358 | 0.146 | 0.111 | 1
2025-01-31 00:00 | 1 | 0 | 2.6 | 2.72 | 2.82 | 2.89 | 2.95 | 3.03 | 352 | 0.14 | 0.116 | 1
2025-01-31 01:00 | 1 | 1 | 2.41 | 2.53 | 2.62 | 2.69 | 2.75 | 2.83 | 356 | 0.163 | 0.122 | 1
2025-01-31 02:00 | 1 | 2 | 2.37 | 2.48 | 2.57 | 2.64 | 2.7 | 2.78 | 356 | 0.174 | 0.121 | 1
2025-01-31 03:00 | 1 | 3 | 3.05 | 3.21 | 3.33 | 3.43 | 3.51 | 3.61 | 347 | 0.148 | 0.128 | 1
2025-01-31 04:00 | 1 | 4 | 3.02 | 3.16 | 3.26 | 3.35 | 3.41 | 3.5 | 342 | 0.16 | 0.111 | 1
2025-01-31 05:00 | 1 | 5 | 2.35 | 2.48 | 2.58 | 2.66 | 2.72 | 2.81 | 346 | 0.195 | 0.136 | 1
2025-01-31 06:00 | 1 | 6 | 1.79 | 1.9 | 1.97 | 2.03 | 2.08 | 2.14 | 359 | 0.198 | 0.134 | 1
2025-01-31 07:00 | 1 | 7 | 1.49 | 1.56 | 1.61 | 1.65 | 1.69 | 1.73 | 359 | 0.227 | 0.113 | 1
2025-01-31 08:00 | 1 | 8 | 1.29 | 1.34 | 1.39 | 1.42 | 1.45 | 1.48 | 2 | 0.24 | 0.108 | 1
2025-01-31 09:00 | 1 | 9 | 1.2 | 1.25 | 1.29 | 1.32 | 1.35 | 1.38 | 355 | 0.282 | 0.107 | 1
2025-01-31 10:00 | 1 | 10 | 0.82 | 0.86 | 0.88 | 0.91 | 0.92 | 0.94 | 332 | 0.3 | 0.102 | 1
2025-01-31 11:00 | 1 | 11 | 1.4 | 1.46 | 1.51 | 1.54 | 1.57 | 1.61 | 340 | 0.234 | 0.102 | 1
2025-01-31 12:00 | 1 | 12 | 1.19 | 1.24 | 1.27 | 1.3 | 1.33 | 1.36 | 350 | 0.271 | 0.104 | 1
2025-01-31 13:00 | 1 | 13 | 1.64 | 1.71 | 1.77 | 1.81 | 1.85 | 1.89 | 354 | 0.237 | 0.11 | 1
2025-01-31 14:00 | 1 | 14 | 1.63 | 1.7 | 1.75 | 1.8 | 1.83 | 1.87 | 3 | 0.2 | 0.104 | 1
2025-01-31 15:00 | 1 | 15 | 1.47 | 1.54 | 1.59 | 1.63 | 1.66 | 1.7 | 358 | 0.23 | 0.111 | 1
2025-01-31 16:00 | 1 | 16 | 1.02 | 1.07 | 1.11 | 1.13 | 1.16 | 1.19 | 356 | 0.3 | 0.112 | 1
2025-01-31 17:00 | 1 | 17 | 1.16 | 1.22 | 1.26 | 1.3 | 1.33 | 1.37 | 351 | 0.286 | 0.125 | 1
2025-01-31 18:00 | 1 | 18 | 1.97 | 2.08 | 2.16 | 2.22 | 2.28 | 2.34 | 5 | 0.16 | 0.13 | 1
2025-01-31 19:00 | 1 | 19 | 1.46 | 1.54 | 1.6 | 1.65 | 1.69 | 1.73 | 5 | 0.218 | 0.13 | 1
2025-01-31 20:00 | 1 | 20 | 2.65 | 2.8 | 2.91 | 3 | 3.08 | 3.18 | 20 | 0.169 | 0.137 | 1
2025-01-31 21:00 | 1 | 21 | 2.44 | 2.59 | 2.71 | 2.8 | 2.88 | 2.98 | 14 | 0.165 | 0.152 | 1
2025-01-31 22:00 | 1 | 22 | 2.55 | 2.73 | 2.86 | 2.97 | 3.06 | 3.18 | 1 | 0.157 | 0.167 | 1
2025-01-31 23:00 | 1 | 23 | 2.15 | 2.29 | 2.4 | 2.49 | 2.57 | 2.66 | 354 | 0.194 | 0.163 | 1
2025-02-01 00:00 | 2 | 0 | 2.19 | 2.35 | 2.47 | 2.57 | 2.65 | 2.75 | 337 | 0.167 | 0.171 | 1
2025-02-01 01:00 | 2 | 1 | 2.37 | 2.53 | 2.65 | 2.74 | 2.83 | 2.93 | 341 | 0.168 | 0.162 | 1
2025-02-01 02:00 | 2 | 2 | 2.85 | 3.03 | 3.17 | 3.28 | 3.38 | 3.5 | 347 | 0.149 | 0.156 | 1
2025-02-01 03:00 | 2 | 3 | 4.08 | 4.31 | 4.48 | 4.62 | 4.74 | 4.88 | 343 | 0.14 | 0.136 | 1
2025-02-01 04:00 | 2 | 4 | 3.44 | 3.64 | 3.79 | 3.91 | 4.01 | 4.14 | 350 | 0.129 | 0.14 | 1
2025-02-01 05:00 | 2 | 5 | 4.11 | 4.34 | 4.5 | 4.63 | 4.74 | 4.88 | 2 | 0.127 | 0.129 | 1
2025-02-01 06:00 | 2 | 6 | 4.01 | 4.2 | 4.34 | 4.45 | 4.55 | 4.67 | 4 | 0.133 | 0.116 | 1
2025-02-01 07:00 | 2 | 7 | 4.26 | 4.45 | 4.6 | 4.71 | 4.81 | 4.93 | 9 | 0.126 | 0.111 | 1
2025-02-01 08:00 | 2 | 8 | 2.77 | 2.88 | 2.96 | 3.03 | 3.09 | 3.16 | 15 | 0.133 | 0.1 | 1
2025-02-01 09:00 | 2 | 9 | 1.83 | 1.9 | 1.95 | 1.99 | 2.03 | 2.07 | 15 | 0.181 | 0.095 | 1
2025-02-01 10:00 | 2 | 10 | 1.92 | 1.99 | 2.04 | 2.08 | 2.11 | 2.15 | 17 | 0.185 | 0.086 | 1
2025-02-01 11:00 | 2 | 11 | 2.6 | 2.68 | 2.74 | 2.79 | 2.82 | 2.87 | 15 | 0.156 | 0.077 | 1
2025-02-01 12:00 | 2 | 12 | 2.39 | 2.44 | 2.48 | 2.51 | 2.53 | 2.56 | 5 | 0.202 | 0.054 | 1
2025-02-01 13:00 | 2 | 13 | 4.48 | 4.61 | 4.7 | 4.77 | 4.82 | 4.9 | 356 | 0.109 | 0.067 | 1
2025-02-01 14:00 | 2 | 14 | 3.65 | 3.77 | 3.86 | 3.93 | 3.99 | 4.06 | 9 | 0.143 | 0.079 | 0
2025-02-01 15:00 | 2 | 15 | 5.01 | 5.2 | 5.34 | 5.45 | 5.54 | 5.66 | 16 | 0.126 | 0.092 | 1
2025-02-01 16:00 | 2 | 16 | 4.92 | 5.14 | 5.29 | 5.42 | 5.52 | 5.65 | 16 | 0.137 | 0.104 | 1
2025-02-01 17:00 | 2 | 17 | 4.41 | 4.59 | 4.72 | 4.82 | 4.9 | 5.01 | 26 | 0.159 | 0.096 | 1
2025-02-01 18:00 | 2 | 18 | 3.98 | 4.13 | 4.24 | 4.34 | 4.41 | 4.5 | 22 | 0.119 | 0.094 | 1
2025-02-01 19:00 | 2 | 19 | 3.53 | 3.67 | 3.76 | 3.84 | 3.9 | 3.98 | 11 | 0.186 | 0.09 | 1
2025-02-01 20:00 | 2 | 20 | 4.29 | 4.45 | 4.56 | 4.66 | 4.73 | 4.83 | 4 | 0.121 | 0.09 | 1
2025-02-01 21:00 | 2 | 21 | 5.11 | 5.32 | 5.47 | 5.6 | 5.7 | 5.83 | 2 | 0.141 | 0.1 | 1
2025-02-01 22:00 | 2 | 22 | 4.37 | 4.55 | 4.68 | 4.79 | 4.88 | 4.99 | 9 | 0.11 | 0.1 | 1
2025-02-01 23:00 | 2 | 23 | 4.82 | 5.04 | 5.2 | 5.33 | 5.44 | 5.57 | 2 | 0.144 | 0.11 | 1
2025-02-02 00:00 | 2 | 0 | 4.65 | 4.84 | 4.98 | 5.09 | 5.19 | 5.3 | 3 | 0.118 | 0.1 | 1
2025-02-02 01:00 | 2 | 1 | 4.27 | 4.45 | 4.58 | 4.69 | 4.77 | 4.88 | 6 | 0.118 | 0.101 | 1
2025-02-02 02:00 | 2 | 2 | 4.55 | 4.74 | 4.87 | 4.98 | 5.07 | 5.18 | 10 | 0.12 | 0.099 | 1
2025-02-02 03:00 | 2 | 3 | 3.94 | 4.09 | 4.2 | 4.29 | 4.37 | 4.46 | 4 | 0.132 | 0.094 | 1
2025-02-02 04:00 | 2 | 4 | 3.96 | 4.1 | 4.2 | 4.29 | 4.35 | 4.44 | 353 | 0.112 | 0.085 | 1
2025-02-02 05:00 | 2 | 5 | 3.47 | 3.61 | 3.72 | 3.81 | 3.88 | 3.97 | 349 | 0.13 | 0.102 | 1
2025-02-02 06:00 | 2 | 6 | 2.42 | 2.53 | 2.61 | 2.67 | 2.73 | 2.79 | 354 | 0.124 | 0.108 | 1
2025-02-02 07:00 | 2 | 7 | 2.41 | 2.52 | 2.6 | 2.67 | 2.73 | 2.8 | 348 | 0.15 | 0.114 | 1
2025-02-02 08:00 | 2 | 8 | 2.07 | 2.15 | 2.21 | 2.26 | 2.3 | 2.35 | 354 | 0.179 | 0.096 | 1
2025-02-02 09:00 | 2 | 9 | 1.69 | 1.75 | 1.79 | 1.83 | 1.86 | 1.9 | 351 | 0.196 | 0.089 | 1
2025-02-02 10:00 | 2 | 10 | 1.52 | 1.59 | 1.64 | 1.67 | 1.71 | 1.75 | 347 | 0.206 | 0.107 | 1
2025-02-02 11:00 | 2 | 11 | 1.71 | 1.77 | 1.82 | 1.86 | 1.89 | 1.93 | 348 | 0.196 | 0.093 | 1
2025-02-02 12:00 | 2 | 12 | 1.71 | 1.78 | 1.83 | 1.87 | 1.91 | 1.95 | 354 | 0.203 | 0.1 | 1
2025-02-02 13:00 | 2 | 13 | 1.41 | 1.48 | 1.53 | 1.57 | 1.61 | 1.65 | 352 | 0.239 | 0.116 | 1
2025-02-02 14:00 | 2 | 14 | 1.47 | 1.53 | 1.58 | 1.61 | 1.65 | 1.69 | 358 | 0.233 | 0.106 | 1
2025-02-02 15:00 | 2 | 15 | 1.58 | 1.65 | 1.71 | 1.75 | 1.79 | 1.83 | 359 | 0.209 | 0.115 | 1
2025-02-02 16:00 | 2 | 16 | 1.48 | 1.55 | 1.6 | 1.64 | 1.67 | 1.72 | 354 | 0.22 | 0.112 | 1
2025-02-02 17:00 | 2 | 17 | 1.47 | 1.54 | 1.59 | 1.63 | 1.66 | 1.7 | 1 | 0.23 | 0.11 | 1
2025-02-02 18:00 | 2 | 18 | 1.12 | 1.18 | 1.23 | 1.27 | 1.3 | 1.34 | 0 | 0.3 | 0.136 | 1
2025-02-02 19:00 | 2 | 19 | 1 | 1.07 | 1.12 | 1.16 | 1.2 | 1.24 | 346 | 0.272 | 0.16 | 1
2025-02-02 20:00 | 2 | 20 | 0.97 | 1.03 | 1.08 | 1.12 | 1.15 | 1.19 | 359 | 0.296 | 0.158 | 1
2025-02-02 21:00 | 2 | 21 | 1.23 | 1.32 | 1.38 | 1.43 | 1.47 | 1.53 | 3 | 0.225 | 0.163 | 1
2025-02-02 22:00 | 2 | 22 | 1.03 | 1.1 | 1.15 | 1.19 | 1.22 | 1.27 | 7 | 0.3 | 0.158 | 1
2025-02-02 23:00 | 2 | 23 | 0.9 | 0.96 | 1 | 1.04 | 1.06 | 1.1 | 7 | 0.3 | 0.151 | 1
2025-02-03 00:00 | 2 | 0 | 0.52 | 0.55 | 0.58 | 0.6 | 0.62 | 0.64 | 357 | 0.3 | 0.159 | 1
2025-02-03 01:00 | 2 | 1 | 0.46 | 0.49 | 0.51 | 0.53 | 0.54 | 0.56 | 353 | 0.3 | 0.158 | 1
2025-02-03 02:00 | 2 | 2 | 0.59 | 0.63 | 0.65 | 0.67 | 0.69 | 0.71 | 353 | 0.3 | 0.141 | 1
2025-02-03 03:00 | 2 | 3 | 0.38 | 0.4 | 0.41 | 0.42 | 0.43 | 0.44 | 345 | 0.3 | 0.114 | 1
2025-02-03 04:00 | 2 | 4 | 0.36 | 0.38 | 0.4 | 0.41 | 0.42 | 0.43 | 341 | 0.3 | 0.134 | 1
2025-02-03 05:00 | 2 | 5 | 0.4 | 0.42 | 0.43 | 0.45 | 0.46 | 0.47 | 343 | 0.3 | 0.124 | 1
2025-02-03 06:00 | 2 | 6 | 0.81 | 0.85 | 0.88 | 0.91 | 0.93 | 0.96 | 336 | 0.3 | 0.127 | 1
2025-02-03 07:00 | 2 | 7 | 0.76 | 0.8 | 0.83 | 0.85 | 0.87 | 0.9 | 326 | 0.3 | 0.128 | 1
2025-02-03 08:00 | 2 | 8 | 1.02 | 1.08 | 1.12 | 1.15 | 1.18 | 1.22 | 333 | 0.3 | 0.13 | 1
2025-02-03 09:00 | 2 | 9 | 1.89 | 2 | 2.08 | 2.15 | 2.21 | 2.28 | 334 | 0.208 | 0.14 | 1
2025-02-03 10:00 | 2 | 10 | 2.01 | 2.12 | 2.2 | 2.26 | 2.32 | 2.39 | 347 | 0.191 | 0.129 | 1
2025-02-03 11:00 | 2 | 11 | 2.92 | 3.07 | 3.18 | 3.26 | 3.33 | 3.42 | 342 | 0.153 | 0.119 | 1
2025-02-03 12:00 | 2 | 12 | 3.21 | 3.36 | 3.46 | 3.55 | 3.62 | 3.72 | 332 | 0.15 | 0.111 | 1
2025-02-03 13:00 | 2 | 13 | 4.45 | 4.64 | 4.77 | 4.88 | 4.97 | 5.08 | 332 | 0.116 | 0.101 | 1
2025-02-03 14:00 | 2 | 14 | 3.6 | 3.76 | 3.89 | 3.98 | 4.07 | 4.17 | 334 | 0.146 | 0.112 | 1
2025-02-03 15:00 | 2 | 15 | 3.46 | 3.59 | 3.69 | 3.77 | 3.83 | 3.92 | 338 | 0.161 | 0.095 | 1
2025-02-03 16:00 | 2 | 16 | 2.79 | 2.91 | 3 | 3.07 | 3.13 | 3.2 | 347 | 0.179 | 0.102 | 1
2025-02-03 17:00 | 2 | 17 | 2.6 | 2.71 | 2.79 | 2.85 | 2.9 | 2.97 | 350 | 0.153 | 0.101 | 1
2025-02-03 18:00 | 2 | 18 | 3.13 | 3.26 | 3.36 | 3.43 | 3.49 | 3.57 | 344 | 0.155 | 0.099 | 1
2025-02-03 19:00 | 2 | 19 | 3.08 | 3.19 | 3.27 | 3.33 | 3.39 | 3.46 | 341 | 0.139 | 0.088 | 1
2025-02-03 20:00 | 2 | 20 | 2.89 | 3 | 3.08 | 3.15 | 3.2 | 3.27 | 344 | 0.145 | 0.093 | 1
2025-02-03 21:00 | 2 | 21 | 2.71 | 2.83 | 2.93 | 3.01 | 3.07 | 3.15 | 340 | 0.159 | 0.115 | 1
2025-02-03 22:00 | 2 | 22 | 3.28 | 3.45 | 3.58 | 3.68 | 3.77 | 3.88 | 336 | 0.157 | 0.128 | 1
2025-02-03 23:00 | 2 | 23 | 2.85 | 3.01 | 3.12 | 3.21 | 3.28 | 3.38 | 339 | 0.175 | 0.127 | 0
2025-02-04 00:00 | 2 | 0 | 3.78 | 3.98 | 4.13 | 4.25 | 4.35 | 4.47 | 344 | 0.121 | 0.126 | 1
2025-02-04 01:00 | 2 | 1 | 2.94 | 3.11 | 3.23 | 3.33 | 3.41 | 3.52 | 335 | 0.155 | 0.135 | 1
2025-02-04 02:00 | 2 | 2 | 3.41 | 3.6 | 3.73 | 3.84 | 3.93 | 4.05 | 339 | 0.137 | 0.129 | 1
2025-02-04 03:00 | 2 | 3 | 2.57 | 2.68 | 2.77 | 2.84 | 2.9 | 2.97 | 358 | 0.151 | 0.111 | 1
2025-02-04 04:00 | 2 | 4 | 2.15 | 2.25 | 2.33 | 2.39 | 2.44 | 2.51 | 358 | 0.194 | 0.118 | 1
2025-02-04 05:00 | 2 | 5 | 2.28 | 2.38 | 2.46 | 2.52 | 2.57 | 2.63 | 2 | 0.176 | 0.109 | 1
2025-02-04 06:00 | 2 | 6 | 1.34 | 1.4 | 1.45 | 1.49 | 1.52 | 1.56 | 355 | 0.26 | 0.114 | 1
2025-02-04 07:00 | 2 | 7 | 2.51 | 2.63 | 2.72 | 2.79 | 2.85 | 2.92 | 348 | 0.163 | 0.115 | 1
2025-02-04 08:00 | 2 | 8 | 2.32 | 2.42 | 2.49 | 2.54 | 2.59 | 2.65 | 348 | 0.174 | 0.099 | 1
2025-02-04 09:00 | 2 | 9 | 2.64 | 2.77 | 2.87 | 2.95 | 3.02 | 3.1 | 341 | 0.171 | 0.121 | 1
2025-02-04 10:00 | 2 | 10 | 2.61 | 2.73 | 2.83 | 2.9 | 2.96 | 3.03 | 349 | 0.164 | 0.113 | 1
2025-02-04 11:00 | 2 | 11 | 2.15 | 2.22 | 2.28 | 2.32 | 2.36 | 2.4 | 353 | 0.167 | 0.084 | 1
2025-02-04 12:00 | 2 | 12 | 2.39 | 2.47 | 2.53 | 2.58 | 2.62 | 2.67 | 351 | 0.164 | 0.082 | 1
2025-02-04 13:00 | 2 | 13 | 2.9 | 2.98 | 3.04 | 3.09 | 3.13 | 3.18 | 3 | 0.154 | 0.069 | 1
2025-02-04 14:00 | 2 | 14 | 2.35 | 2.43 | 2.48 | 2.52 | 2.55 | 2.6 | 358 | 0.147 | 0.075 | 1
2025-02-04 15:00 | 2 | 15 | 2.24 | 2.31 | 2.35 | 2.39 | 2.42 | 2.46 | 5 | 0.172 | 0.07 | 1
2025-02-04 16:00 | 2 | 16 | 2.42 | 2.49 | 2.53 | 2.57 | 2.6 | 2.64 | 354 | 0.154 | 0.065 | 1
2025-02-04 17:00 | 2 | 17 | 3.08 | 3.17 | 3.23 | 3.27 | 3.31 | 3.36 | 1 | 0.119 | 0.065 | 1
2025-02-04 18:00 | 2 | 18 | 2.84 | 2.91 | 2.96 | 3 | 3.03 | 3.07 | 11 | 0.167 | 0.059 | 1
2025-02-04 19:00 | 2 | 19 | 3.59 | 3.72 | 3.81 | 3.88 | 3.94 | 4.01 | 5 | 0.134 | 0.084 | 1
2025-02-04 20:00 | 2 | 20 | 3.61 | 3.74 | 3.82 | 3.9 | 3.95 | 4.03 | 20 | 0.137 | 0.082 | 1
2025-02-04 21:00 | 2 | 21 | 2.53 | 2.63 | 2.7 | 2.75 | 2.8 | 2.86 | 7 | 0.162 | 0.094 | 1
2025-02-04 22:00 | 2 | 22 | 2.44 | 2.53 | 2.6 | 2.65 | 2.69 | 2.75 | 9 | 0.199 | 0.09 | 1
2025-02-04 23:00 | 2 | 23 | 2.72 | 2.83 | 2.9 | 2.96 | 3.01 | 3.08 | 355 | 0.151 | 0.092 | 1
2025-02-05 00:00 | 2 | 0 | 2.82 | 2.92 | 3 | 3.06 | 3.12 | 3.18 | 353 | 0.154 | 0.092 | 1
2025-02-05 01:00 | 2 | 1 | 2.75 | 2.87 | 2.95 | 3.02 | 3.07 | 3.14 | 349 | 0.147 | 0.1 | 1
2025-02-05 02:00 | 2 | 2 | 2.53 | 2.64 | 2.72 | 2.78 | 2.83 | 2.89 | 345 | 0.161 | 0.1 | 1
2025-02-05 03:00 | 2 | 3 | 3.07 | 3.22 | 3.32 | 3.41 | 3.48 | 3.57 | 343 | 0.167 | 0.115 | 1
2025-02-05 04:00 | 2 | 4 | 2.26 | 2.37 | 2.45 | 2.51 | 2.56 | 2.63 | 355 | 0.187 | 0.116 | 1
2025-02-05 05:00 | 2 | 5 | 3.11 | 3.24 | 3.34 | 3.42 | 3.49 | 3.57 | 4 | 0.156 | 0.105 | 1
2025-02-05 06:00 | 2 | 6 | 3.48 | 3.61 | 3.72 | 3.8 | 3.86 | 3.95 | 8 | 0.145 | 0.096 | 1
2025-02-05 07:00 | 2 | 7 | 3.07 | 3.2 | 3.29 | 3.37 | 3.43 | 3.51 | 1 | 0.118 | 0.101 | 1
2025-02-05 08:00 | 2 | 8 | 3.18 | 3.33 | 3.44 | 3.53 | 3.6 | 3.69 | 359 | 0.177 | 0.112 | 1
2025-02-05 09:00 | 2 | 9 | 3.91 | 4.07 | 4.18 | 4.27 | 4.34 | 4.44 | 355 | 0.149 | 0.095 | 1
2025-02-05 10:00 | 2 | 10 | 3.43 | 3.58 | 3.7 | 3.79 | 3.87 | 3.96 | 354 | 0.161 | 0.11 | 1
2025-02-05 11:00 | 2 | 11 | 4.07 | 4.27 | 4.41 | 4.53 | 4.62 | 4.74 | 353 | 0.12 | 0.116 | 0
2025-02-05 12:00 | 2 | 12 | 4.31 | 4.48 | 4.61 | 4.71 | 4.8 | 4.9 | 354 | 0.106 | 0.098 | 1
2025-02-05 13:00 | 2 | 13 | 4 | 4.18 | 4.32 | 4.42 | 4.51 | 4.62 | 343 | 0.137 | 0.11 | 1
2025-02-05 14:00 | 2 | 14 | 4.5 | 4.69 | 4.83 | 4.95 | 5.04 | 5.16 | 348 | 0.119 | 0.104 | 1
2025-02-05 15:00 | 2 | 15 | 4.81 | 4.98 | 5.1 | 5.2 | 5.29 | 5.39 | 360 | 0.115 | 0.087 | 1
2025-02-05 16:00 | 2 | 16 | 5.31 | 5.54 | 5.71 | 5.85 | 5.96 | 6.1 | 1 | 0.116 | 0.105 | 1
2025-02-05 17:00 | 2 | 17 | 5.8 | 6.05 | 6.23 | 6.37 | 6.49 | 6.64 | 13 | 0.138 | 0.102 | 1
2025-02-05 18:00 | 2 | 18 | 5.57 | 5.78 | 5.94 | 6.06 | 6.16 | 6.29 | 4 | 0.084 | 0.092 | 1
2025-02-05 19:00 | 2 | 19 | 4.36 | 4.52 | 4.64 | 4.73 | 4.81 | 4.91 | 354 | 0.139 | 0.09 | 1
2025-02-05 20:00 | 2 | 20 | 4.2 | 4.36 | 4.48 | 4.57 | 4.65 | 4.75 | 355 | 0.129 | 0.094 | 1
2025-02-05 21:00 | 2 | 21 | 3.17 | 3.31 | 3.41 | 3.49 | 3.56 | 3.65 | 357 | 0.151 | 0.107 | 1
2025-02-05 22:00 | 2 | 22 | 3.06 | 3.19 | 3.29 | 3.36 | 3.43 | 3.51 | 0 | 0.152 | 0.102 | 1
2025-02-05 23:00 | 2 | 23 | 3.35 | 3.48 | 3.57 | 3.65 | 3.71 | 3.79 | 11 | 0.176 | 0.095 | 1
2025-02-06 00:00 | 2 | 0 | 2.79 | 2.9 | 2.98 | 3.05 | 3.1 | 3.17 | 7 | 0.162 | 0.097 | 1
2025-02-06 01:00 | 2 | 1 | 3.74 | 3.89 | 4.01 | 4.1 | 4.18 | 4.28 | 356 | 0.112 | 0.102 | 1
2025-02-06 02:00 | 2 | 2 | 2.93 | 3.06 | 3.15 | 3.22 | 3.29 | 3.36 | 6 | 0.136 | 0.105 | 1
2025-02-06 03:00 | 2 | 3 | 3.45 | 3.6 | 3.71 | 3.8 | 3.88 | 3.97 | 352 | 0.146 | 0.106 | 1
2025-02-06 04:00 | 2 | 4 | 3.3 | 3.44 | 3.55 | 3.64 | 3.71 | 3.79 | 355 | 0.146 | 0.105 | 1
2025-02-06 05:00 | 2 | 5 | 3.52 | 3.65 | 3.75 | 3.83 | 3.89 | 3.97 | 344 | 0.166 | 0.09 | 1
2025-02-06 06:00 | 2 | 6 | 2.59 | 2.68 | 2.74 | 2.79 | 2.83 | 2.88 | 357 | 0.165 | 0.081 | 1
2025-02-06 07:00 | 2 | 7 | 2.42 | 2.51 | 2.57 | 2.63 | 2.67 | 2.72 | 3 | 0.188 | 0.09 | 1
2025-02-06 08:00 | 2 | 8 | 3.01 | 3.15 | 3.24 | 3.32 | 3.38 | 3.46 | 9 | 0.167 | 0.105 | 1
2025-02-06 09:00 | 2 | 9 | 3.29 | 3.44 | 3.55 | 3.64 | 3.71 | 3.8 | 360 | 0.134 | 0.108 | 1
2025-02-06 10:00 | 2 | 10 | 3.62 | 3.75 | 3.85 | 3.92 | 3.99 | 4.07 | 1 | 0.137 | 0.089 | 1
2025-02-06 11:00 | 2 | 11 | 3.3 | 3.44 | 3.54 | 3.63 | 3.69 | 3.78 | 1 | 0.165 | 0.103 | 1
2025-02-06 12:00 | 2 | 12 | 3.79 | 3.96 | 4.08 | 4.18 | 4.26 | 4.36 | 9 | 0.116 | 0.106 | 1
2025-02-06 13:00 | 2 | 13 | 5.13 | 5.35 | 5.5 | 5.63 | 5.73 | 5.87 | 5 | 0.11 | 0.101 | 1
2025-02-06 14:00 | 2 | 14 | 5.79 | 6.06 | 6.27 | 6.43 | 6.57 | 6.74 | 1 | 0.129 | 0.115 | 1
2025-02-06 15:00 | 2 | 15 | 4.96 | 5.17 | 5.33 | 5.46 | 5.56 | 5.69 | 351 | 0.114 | 0.104 | 1
2025-02-06 16:00 | 2 | 16 | 6.15 | 6.39 | 6.57 | 6.72 | 6.84 | 6.99 | 352 | 0.096 | 0.097 | 1
2025-02-06 17:00 | 2 | 17 | 6.38 | 6.68 | 6.9 | 7.08 | 7.23 | 7.42 | 353 | 0.09 | 0.115 | 1
2025-02-06 18:00 | 2 | 18 | 7.14 | 7.41 | 7.62 | 7.78 | 7.91 | 8.07 | 335 | 0.107 | 0.093 | 1
2025-02-06 19:00 | 2 | 19 | 7.13 | 7.43 | 7.65 | 7.82 | 7.97 | 8.15 | 340 | 0.098 | 0.101 | 1
2025-02-06 20:00 | 2 | 20 | 7.58 | 7.96 | 8.24 | 8.46 | 8.65 | 8.88 | 329 | 0.117 | 0.12 | 1
2025-02-06 21:00 | 2 | 21 | 6.8 | 7.17 | 7.45 | 7.68 | 7.87 | 8.11 | 330 | 0.119 | 0.133 | 1
2025-02-06 22:00 | 2 | 22 | 5.69 | 6.06 | 6.34 | 6.56 | 6.75 | 6.99 | 334 | 0.121 | 0.156 | 1
2025-02-06 23:00 | 2 | 23 | 5.46 | 5.83 | 6.12 | 6.35 | 6.54 | 6.78 | 350 | 0.095 | 0.164 | 1
2025-02-07 00:00 | 2 | 0 | 4.58 | 4.89 | 5.13 | 5.32 | 5.47 | 5.68 | 346 | 0.086 | 0.162 | 1
2025-02-07 01:00 | 2 | 1 | 4.97 | 5.32 | 5.59 | 5.8 | 5.99 | 6.22 | 332 | 0.097 | 0.169 | 1
2025-02-07 02:00 | 2 | 2 | 6.09 | 6.53 | 6.86 | 7.12 | 7.35 | 7.64 | 343 | 0.135 | 0.172 | 1
2025-02-07 03:00 | 2 | 3 | 6.15 | 6.6 | 6.94 | 7.21 | 7.44 | 7.73 | 339 | 0.123 | 0.173 | 1
2025-02-07 04:00 | 2 | 4 | 5.39 | 5.77 | 6.05 | 6.28 | 6.47 | 6.72 | 347 | 0.119 | 0.166 | 1
2025-02-07 05:00 | 2 | 5 | 4.48 | 4.76 | 4.98 | 5.15 | 5.3 | 5.48 | 356 | 0.114 | 0.153 | 1
2025-02-07 06:00 | 2 | 6 | 5.17 | 5.47 | 5.7 | 5.87 | 6.03 | 6.22 | 353 | 0.112 | 0.139 | 1
2025-02-07 07:00 | 2 | 7 | 4.91 | 5.22 | 5.45 | 5.64 | 5.8 | 6 | 345 | 0.125 | 0.152 | 1
2025-02-07 08:00 | 2 | 8 | 3.9 | 4.15 | 4.34 | 4.49 | 4.62 | 4.78 | 349 | 0.101 | 0.155 | 1
2025-02-07 09:00 | 2 | 9 | 2.99 | 3.18 | 3.33 | 3.45 | 3.54 | 3.67 | 360 | 0.188 | 0.155 | 1
2025-02-07 10:00 | 2 | 10 | 3.12 | 3.29 | 3.43 | 3.53 | 3.62 | 3.73 | 353 | 0.165 | 0.137 | 1
2025-02-07 11:00 | 2 | 11 | 2.89 | 3.04 | 3.16 | 3.25 | 3.33 | 3.43 | 349 | 0.138 | 0.131 | 1
2025-02-07 12:00 | 2 | 12 | 3.06 | 3.23 | 3.37 | 3.47 | 3.56 | 3.67 | 352 | 0.163 | 0.139 | 1
2025-02-07 13:00 | 2 | 13 | 2.37 | 2.52 | 2.64 | 2.73 | 2.81 | 2.91 | 352 | 0.162 | 0.156 | 1
2025-02-07 14:00 | 2 | 14 | 3.78 | 4.03 | 4.21 | 4.36 | 4.48 | 4.64 | 6 | 0.13 | 0.156 | 1
2025-02-07 15:00 | 2 | 15 | 3.42 | 3.67 | 3.87 | 4.02 | 4.16 | 4.32 | 355 | 0.136 | 0.178 | 1
2025-02-07 16:00 | 2 | 16 | 3.65 | 3.92 | 4.12 | 4.29 | 4.42 | 4.6 | 10 | 0.145 | 0.175 | 1
2025-02-07 17:00 | 2 | 17 | 4.15 | 4.41 | 4.61 | 4.77 | 4.9 | 5.07 | 357 | 0.125 | 0.151 | 1
2025-02-07 18:00 | 2 | 18 | 4.24 | 4.5 | 4.7 | 4.85 | 4.98 | 5.15 | 355 | 0.141 | 0.146 | 1
2025-02-07 19:00 | 2 | 19 | 4.04 | 4.27 | 4.44 | 4.57 | 4.69 | 4.83 | 8 | 0.152 | 0.134 | 1
2025-02-07 20:00 | 2 | 20 | 3.91 | 4.12 | 4.28 | 4.41 | 4.52 | 4.66 | 20 | 0.142 | 0.133 | 1
2025-02-07 21:00 | 2 | 21 | 2.74 | 2.91 | 3.03 | 3.13 | 3.22 | 3.32 | 19 | 0.151 | 0.144 | 1
2025-02-07 22:00 | 2 | 22 | 3.64 | 3.87 | 4.04 | 4.18 | 4.29 | 4.44 | 13 | 0.158 | 0.149 | 1
2025-02-07 23:00 | 2 | 23 | 2.86 | 3.04 | 3.18 | 3.29 | 3.38 | 3.5 | 13 | 0.153 | 0.154 | 1
2025-02-08 00:00 | 2 | 0 | 3.38 | 3.57 | 3.71 | 3.82 | 3.92 | 4.04 | 3 | 0.146 | 0.133 | 1
2025-02-08 01:00 | 2 | 1 | 4.19 | 4.41 | 4.58 | 4.71 | 4.82 | 4.96 | 354 | 0.137 | 0.128 | 1
2025-02-08 02:00 | 2 | 2 | 4.07 | 4.28 | 4.44 | 4.56 | 4.67 | 4.8 | 344 | 0.167 | 0.125 | 1
2025-02-08 03:00 | 2 | 3 | 4.2 | 4.4 | 4.55 | 4.67 | 4.77 | 4.9 | 340 | 0.119 | 0.116 | 1
2025-02-08 04:00 | 2 | 4 | 2.98 | 3.09 | 3.18 | 3.25 | 3.31 | 3.38 | 348 | 0.158 | 0.096 | 1
2025-02-08 05:00 | 2 | 5 | 3.45 | 3.6 | 3.71 | 3.8 | 3.88 | 3.97 | 345 | 0.134 | 0.105 | 1
2025-02-08 06:00 | 2 | 6 | 3.34 | 3.46 | 3.55 | 3.62 | 3.68 | 3.75 | 350 | 0.141 | 0.089 | 1
2025-02-08 07:00 | 2 | 7 | 3.34 | 3.48 | 3.57 | 3.65 | 3.71 | 3.79 | 348 | 0.123 | 0.095 | 1
2025-02-08 08:00 | 2 | 8 | 3.89 | 4.07 | 4.21 | 4.32 | 4.41 | 4.52 | 357 | 0.134 | 0.113 | 1
2025-02-08 09:00 | 2 | 9 | 4.03 | 4.23 | 4.37 | 4.48 | 4.57 | 4.69 | 359 | 0.131 | 0.115 | 1
2025-02-08 10:00 | 2 | 10 | 5.07 | 5.29 | 5.44 | 5.56 | 5.67 | 5.8 | 9 | 0.109 | 0.101 | 1
2025-02-08 11:00 | 2 | 11 | 4.09 | 4.27 | 4.39 | 4.5 | 4.58 | 4.69 | 23 | 0.135 | 0.103 | 1
2025-02-08 12:00 | 2 | 12 | 2.75 | 2.85 | 2.92 | 2.98 | 3.03 | 3.09 | 25 | 0.158 | 0.089 | 1
2025-02-08 13:00 | 2 | 13 | 2.05 | 2.11 | 2.15 | 2.19 | 2.22 | 2.25 | 17 | 0.182 | 0.069 | 1
2025-02-08 14:00 | 2 | 14 | 2.29 | 2.36 | 2.42 | 2.47 | 2.51 | 2.55 | 6 | 0.156 | 0.083 | 1
2025-02-08 15:00 | 2 | 15 | 2.55 | 2.64 | 2.71 | 2.76 | 2.8 | 2.86 | 355 | 0.18 | 0.086 | 1
2025-02-08 16:00 | 2 | 16 | 2.42 | 2.51 | 2.57 | 2.62 | 2.67 | 2.72 | 1 | 0.174 | 0.09 | 1
2025-02-08 17:00 | 2 | 17 | 2.11 | 2.19 | 2.25 | 2.29 | 2.33 | 2.38 | 1 | 0.167 | 0.09 | 1
2025-02-08 18:00 | 2 | 18 | 3.09 | 3.2 | 3.29 | 3.35 | 3.41 | 3.48 | 353 | 0.168 | 0.09 | 1
2025-02-08 19:00 | 2 | 19 | 3.24 | 3.39 | 3.5 | 3.59 | 3.66 | 3.75 | 340 | 0.149 | 0.11 | 1
2025-02-08 20:00 | 2 | 20 | 4.22 | 4.43 | 4.59 | 4.71 | 4.82 | 4.95 | 330 | 0.121 | 0.12 | 1
2025-02-08 21:00 | 2 | 21 | 5.09 | 5.38 | 5.61 | 5.79 | 5.94 | 6.13 | 338 | 0.105 | 0.141 | 1
2025-02-08 22:00 | 2 | 22 | 4.27 | 4.49 | 4.66 | 4.79 | 4.91 | 5.05 | 339 | 0.11 | 0.127 | 1
2025-02-08 23:00 | 2 | 23 | 3.75 | 3.96 | 4.12 | 4.25 | 4.36 | 4.5 | 334 | 0.156 | 0.138 | 1
2025-02-09 00:00 | 2 | 0 | 3.87 | 4.08 | 4.23 | 4.36 | 4.46 | 4.59 | 327 | 0.13 | 0.13 | 1
2025-02-09 01:00 | 2 | 1 | 3.45 | 3.63 | 3.76 | 3.87 | 3.96 | 4.07 | 319 | 0.147 | 0.126 | 1
2025-02-09 02:00 | 2 | 2 | 3.4 | 3.57 | 3.7 | 3.8 | 3.89 | 3.99 | 330 | 0.161 | 0.122 | 1
2025-02-09 03:00 | 2 | 3 | 2.87 | 3.05 | 3.18 | 3.28 | 3.37 | 3.47 | 332 | 0.155 | 0.143 | 1
2025-02-09 04:00 | 2 | 4 | 3.59 | 3.79 | 3.94 | 4.06 | 4.17 | 4.3 | 323 | 0.115 | 0.136 | 1
2025-02-09 05:00 | 2 | 5 | 3.61 | 3.82 | 3.97 | 4.1 | 4.2 | 4.34 | 332 | 0.126 | 0.14 | 1
2025-02-09 06:00 | 2 | 6 | 3.32 | 3.5 | 3.63 | 3.74 | 3.83 | 3.94 | 314 | 0.126 | 0.129 | 1
2025-02-09 07:00 | 2 | 7 | 3.1 | 3.27 | 3.39 | 3.49 | 3.57 | 3.67 | 310 | 0.157 | 0.128 | 1
2025-02-09 08:00 | 2 | 8 | 2.69 | 2.82 | 2.93 | 3.01 | 3.08 | 3.16 | 328 | 0.194 | 0.123 | 1
2025-02-09 09:00 | 2 | 9 | 3.4 | 3.57 | 3.7 | 3.81 | 3.9 | 4.01 | 329 | 0.134 | 0.125 | 1
2025-02-09 10:00 | 2 | 10 | 4.25 | 4.46 | 4.61 | 4.73 | 4.83 | 4.96 | 327 | 0.138 | 0.116 | 1
2025-02-09 11:00 | 2 | 11 | 3.95 | 4.11 | 4.23 | 4.33 | 4.41 | 4.51 | 338 | 0.142 | 0.102 | 1
2025-02-09 12:00 | 2 | 12 | 4.78 | 4.96 | 5.09 | 5.19 | 5.28 | 5.38 | 325 | 0.119 | 0.09 | 1
2025-02-09 13:00 | 2 | 13 | 5.33 | 5.56 | 5.73 | 5.86 | 5.98 | 6.12 | 329 | 0.12 | 0.105 | 1
2025-02-09 14:00 | 2 | 14 | 4.24 | 4.45 | 4.6 | 4.72 | 4.82 | 4.95 | 335 | 0.126 | 0.117 | 1
2025-02-09 15:00 | 2 | 15 | 4.3 | 4.51 | 4.67 | 4.8 | 4.91 | 5.05 | 339 | 0.139 | 0.122 | 1
2025-02-09 16:00 | 2 | 16 | 4.45 | 4.66 | 4.81 | 4.93 | 5.03 | 5.16 | 334 | 0.116 | 0.112 | 1
2025-02-09 17:00 | 2 | 17 | 5.07 | 5.31 | 5.49 | 5.63 | 5.75 | 5.89 | 344 | 0.113 | 0.114 | 1
2025-02-09 18:00 | 2 | 18 | 4.42 | 4.63 | 4.78 | 4.91 | 5.01 | 5.14 | 335 | 0.114 | 0.115 | 1
2025-02-09 19:00 | 2 | 19 | 4.35 | 4.56 | 4.71 | 4.84 | 4.94 | 5.07 | 338 | 0.129 | 0.116 | 1
2025-02-09 20:00 | 2 | 20 | 4.95 | 5.18 | 5.34 | 5.47 | 5.58 | 5.72 | 342 | 0.104 | 0.109 | 1
2025-02-09 21:00 | 2 | 21 | 4.45 | 4.69 | 4.86 | 5.01 | 5.13 | 5.28 | 338 | 0.124 | 0.129 | 1
2025-02-09 22:00 | 2 | 22 | 3.76 | 3.97 | 4.14 | 4.27 | 4.38 | 4.51 | 330 | 0.158 | 0.139 | 1
2025-02-09 23:00 | 2 | 23 | 3.76 | 3.99 | 4.15 | 4.29 | 4.4 | 4.55 | 340 | 0.129 | 0.143 | 1
2025-02-10 00:00 | 2 | 0 | 2.78 | 2.96 | 3.09 | 3.2 | 3.29 | 3.4 | 343 | 0.158 | 0.152 | 1
2025-02-10 01:00 | 2 | 1 | 3.51 | 3.74 | 3.91 | 4.05 | 4.17 | 4.31 | 346 | 0.121 | 0.156 | 1
2025-02-10 02:00 | 2 | 2 | 3.65 | 3.92 | 4.12 | 4.28 | 4.42 | 4.6 | 352 | 0.165 | 0.176 | 1
2025-02-10 03:00 | 2 | 3 | 3.25 | 3.46 | 3.61 | 3.74 | 3.85 | 3.98 | 355 | 0.143 | 0.154 | 1
2025-02-10 04:00 | 2 | 4 | 3.21 | 3.42 | 3.57 | 3.7 | 3.81 | 3.94 | 350 | 0.159 | 0.157 | 1
2025-02-10 05:00 | 2 | 5 | 3.04 | 3.26 | 3.43 | 3.56 | 3.67 | 3.82 | 334 | 0.157 | 0.173 | 1
2025-02-10 06:00 | 2 | 6 | 2.57 | 2.75 | 2.88 | 2.98 | 3.07 | 3.18 | 337 | 0.162 | 0.161 | 1
2025-02-10 07:00 | 2 | 7 | 2.93 | 3.11 | 3.25 | 3.36 | 3.45 | 3.56 | 317 | 0.173 | 0.149 | 1
2025-02-10 08:00 | 2 | 8 | 4.99 | 5.28 | 5.5 | 5.67 | 5.82 | 6 | 326 | 0.115 | 0.14 | 1
2025-02-10 09:00 | 2 | 9 | 5.23 | 5.55 | 5.79 | 5.99 | 6.15 | 6.36 | 315 | 0.104 | 0.149 | 1
2025-02-10 10:00 | 2 | 10 | 5.34 | 5.68 | 5.94 | 6.15 | 6.33 | 6.56 | 329 | 0.121 | 0.156 | 1
2025-02-10 11:00 | 2 | 11 | 5.2 | 5.52 | 5.75 | 5.94 | 6.09 | 6.29 | 350 | 0.123 | 0.144 | 1
2025-02-10 12:00 | 2 | 12 | 5.55 | 5.82 | 6.01 | 6.17 | 6.3 | 6.47 | 2 | 0.11 | 0.116 | 1
2025-02-10 13:00 | 2 | 13 | 6.39 | 6.7 | 6.92 | 7.1 | 7.25 | 7.44 | 4 | 0.113 | 0.114 | 1
2025-02-10 14:00 | 2 | 14 | 5.67 | 5.95 | 6.16 | 6.33 | 6.47 | 6.65 | 4 | 0.084 | 0.121 | 1
2025-02-10 15:00 | 2 | 15 | 6.65 | 6.98 | 7.22 | 7.42 | 7.58 | 7.78 | 348 | 0.109 | 0.119 | 1
2025-02-10 16:00 | 2 | 16 | 6.83 | 7.19 | 7.46 | 7.68 | 7.86 | 8.09 | 353 | 0.088 | 0.128 | 1
2025-02-10 17:00 | 2 | 17 | 5.68 | 5.99 | 6.22 | 6.41 | 6.57 | 6.76 | 349 | 0.121 | 0.133 | 1
2025-02-10 18:00 | 2 | 18 | 5.38 | 5.68 | 5.9 | 6.08 | 6.23 | 6.42 | 333 | 0.137 | 0.133 | 1
2025-02-10 19:00 | 2 | 19 | 6.12 | 6.45 | 6.7 | 6.89 | 7.06 | 7.27 | 336 | 0.096 | 0.13 | 1
2025-02-10 20:00 | 2 | 20 | 6.05 | 6.37 | 6.61 | 6.8 | 6.97 | 7.17 | 337 | 0.12 | 0.128 | 1
2025-02-10 21:00 | 2 | 21 | 5.38 | 5.69 | 5.92 | 6.1 | 6.26 | 6.45 | 326 | 0.12 | 0.137 | 1
2025-02-10 22:00 | 2 | 22 | 4.13 | 4.39 | 4.59 | 4.75 | 4.88 | 5.05 | 332 | 0.145 | 0.152 | 1
2025-02-10 23:00 | 2 | 23 | 3.72 | 3.95 | 4.13 | 4.27 | 4.38 | 4.53 | 340 | 0.158 | 0.149 | 1
2025-02-11 00:00 | 2 | 0 | 4.27 | 4.52 | 4.7 | 4.85 | 4.97 | 5.13 | 326 | 0.132 | 0.138 | 1
2025-02-11 01:00 | 2 | 1 | 4.11 | 4.35 | 4.53 | 4.68 | 4.8 | 4.95 | 317 | 0.149 | 0.142 | 1
2025-02-11 02:00 | 2 | 2 | 3.98 | 4.25 | 4.45 | 4.61 | 4.74 | 4.91 | 317 | 0.14 | 0.159 | 1
2025-02-11 03:00 | 2 | 3 | 3.82 | 4.1 | 4.31 | 4.48 | 4.62 | 4.81 | 327 | 0.138 | 0.173 | 1
2025-02-11 04:00 | 2 | 4 | 4.48 | 4.81 | 5.06 | 5.27 | 5.44 | 5.66 | 335 | 0.119 | 0.177 | 1
2025-02-11 05:00 | 2 | 5 | 4.12 | 4.45 | 4.71 | 4.91 | 5.09 | 5.31 | 325 | 0.132 | 0.193 | 1
2025-02-11 06:00 | 2 | 6 | 3.75 | 4.02 | 4.23 | 4.39 | 4.53 | 4.7 | 331 | 0.132 | 0.171 | 1
2025-02-11 07:00 | 2 | 7 | 4.24 | 4.53 | 4.74 | 4.92 | 5.06 | 5.25 | 334 | 0.117 | 0.161 | 1
2025-02-11 08:00 | 2 | 8 | 4.49 | 4.78 | 4.99 | 5.16 | 5.31 | 5.5 | 347 | 0.108 | 0.153 | 1
2025-02-11 09:00 | 2 | 9 | 5.15 | 5.51 | 5.79 | 6.01 | 6.2 | 6.43 | 354 | 0.113 | 0.169 | 1
2025-02-11 10:00 | 2 | 10 | 5.19 | 5.51 | 5.74 | 5.93 | 6.09 | 6.29 | 358 | 0.127 | 0.146 | 1
2025-02-11 11:00 | 2 | 11 | 6.12 | 6.49 | 6.77 | 7 | 7.19 | 7.43 | 11 | 0.118 | 0.147 | 1
2025-02-11 12:00 | 2 | 12 | 6.22 | 6.68 | 7.02 | 7.31 | 7.54 | 7.85 | 17 | 0.129 | 0.176 | 1
2025-02-11 13:00 | 2 | 13 | 5.8 | 6.24 | 6.57 | 6.84 | 7.07 | 7.36 | 17 | 0.106 | 0.179 | 1
2025-02-11 14:00 | 2 | 14 | 5.98 | 6.46 | 6.83 | 7.12 | 7.38 | 7.7 | 8 | 0.089 | 0.191 | 1
2025-02-11 15:00 | 2 | 15 | 6.73 | 7.3 | 7.73 | 8.08 | 8.38 | 8.76 | 8 | 0.091 | 0.199 | 1
2025-02-11 16:00 | 2 | 16 | 5.71 | 6.16 | 6.51 | 6.79 | 7.03 | 7.34 | 352 | 0.099 | 0.19 | 1
2025-02-11 17:00 | 2 | 17 | 5.69 | 6.15 | 6.49 | 6.77 | 7.01 | 7.32 | 4 | 0.111 | 0.19 | 1
2025-02-11 18:00 | 2 | 18 | 5.96 | 6.39 | 6.72 | 6.98 | 7.2 | 7.49 | 354 | 0.109 | 0.173 | 1
2025-02-11 19:00 | 2 | 19 | 6.07 | 6.49 | 6.8 | 7.06 | 7.27 | 7.54 | 342 | 0.11 | 0.164 | 1
2025-02-11 20:00 | 2 | 20 | 6.24 | 6.65 | 6.96 | 7.22 | 7.43 | 7.7 | 2 | 0.102 | 0.159 | 1
2025-02-11 21:00 | 2 | 21 | 4.82 | 5.12 | 5.33 | 5.51 | 5.65 | 5.84 | 348 | 0.101 | 0.144 | 1
2025-02-11 22:00 | 2 | 22 | 4.34 | 4.59 | 4.78 | 4.94 | 5.07 | 5.23 | 336 | 0.145 | 0.142 | 1
2025-02-11 23:00 | 2 | 23 | 4.51 | 4.82 | 5.04 | 5.23 | 5.38 | 5.58 | 342 | 0.127 | 0.16 | 1
2025-02-12 00:00 | 2 | 0 | 3.07 | 3.27 | 3.43 | 3.55 | 3.65 | 3.79 | 328 | 0.167 | 0.158 | 1
2025-02-12 01:00 | 2 | 1 | 2.77 | 2.94 | 3.08 | 3.18 | 3.27 | 3.38 | 339 | 0.17 | 0.152 | 1
2025-02-12 02:00 | 2 | 2 | 2.73 | 2.91 | 3.04 | 3.15 | 3.24 | 3.35 | 340 | 0.153 | 0.156 | 1
2025-02-12 03:00 | 2 | 3 | 2.97 | 3.15 | 3.28 | 3.39 | 3.48 | 3.59 | 334 | 0.144 | 0.144 | 1
2025-02-12 04:00 | 2 | 4 | 3.02 | 3.21 | 3.35 | 3.46 | 3.55 | 3.67 | 329 | 0.168 | 0.149 | 1
2025-02-12 05:00 | 2 | 5 | 2.89 | 3.05 | 3.17 | 3.27 | 3.35 | 3.46 | 326 | 0.172 | 0.136 | 1
2025-02-12 06:00 | 2 | 6 | 2.42 | 2.56 | 2.66 | 2.75 | 2.82 | 2.91 | 329 | 0.166 | 0.14 | 1
2025-02-12 07:00 | 2 | 7 | 2.23 | 2.35 | 2.44 | 2.52 | 2.58 | 2.66 | 336 | 0.179 | 0.132 | 1
2025-02-12 08:00 | 2 | 8 | 2.1 | 2.22 | 2.31 | 2.38 | 2.43 | 2.51 | 322 | 0.161 | 0.134 | 1
2025-02-12 09:00 | 2 | 9 | 2.19 | 2.32 | 2.42 | 2.49 | 2.56 | 2.64 | 319 | 0.182 | 0.14 | 1
2025-02-12 10:00 | 2 | 10 | 2.24 | 2.36 | 2.45 | 2.53 | 2.59 | 2.67 | 319 | 0.19 | 0.132 | 1
2025-02-12 11:00 | 2 | 11 | 2.69 | 2.84 | 2.96 | 3.05 | 3.12 | 3.22 | 337 | 0.168 | 0.136 | 1
2025-02-12 12:00 | 2 | 12 | 3.11 | 3.33 | 3.49 | 3.63 | 3.74 | 3.88 | 345 | 0.146 | 0.168 | 1
2025-02-12 13:00 | 2 | 13 | 2.58 | 2.77 | 2.91 | 3.03 | 3.13 | 3.26 | 359 | 0.153 | 0.178 | 1
2025-02-12 14:00 | 2 | 14 | 1.14 | 1.23 | 1.29 | 1.34 | 1.38 | 1.44 | 2 | 0.268 | 0.174 | 1
2025-02-12 15:00 | 2 | 15 | 0.93 | 1 | 1.04 | 1.08 | 1.11 | 1.15 | 356 | 0.3 | 0.159 | 1
2025-02-12 16:00 | 2 | 16 | 0.89 | 0.94 | 0.99 | 1.02 | 1.05 | 1.09 | 356 | 0.3 | 0.154 | 1
2025-02-12 17:00 | 2 | 17 | 1.01 | 1.08 | 1.13 | 1.17 | 1.21 | 1.25 | 355 | 0.3 | 0.166 | 1
2025-02-12 18:00 | 2 | 18 | 1.64 | 1.74 | 1.82 | 1.88 | 1.93 | 2 | 7 | 0.199 | 0.151 | 1
2025-02-12 19:00 | 2 | 19 | 1.53 | 1.61 | 1.67 | 1.72 | 1.76 | 1.81 | 355 | 0.238 | 0.125 | 1
2025-02-12 20:00 | 2 | 20 | 2.23 | 2.35 | 2.45 | 2.52 | 2.58 | 2.66 | 358 | 0.168 | 0.133 | 1
2025-02-12 21:00 | 2 | 21 | 2.28 | 2.41 | 2.51 | 2.6 | 2.67 | 2.75 | 357 | 0.174 | 0.144 | 1
2025-02-12 22:00 | 2 | 22 | 2.3 | 2.45 | 2.55 | 2.64 | 2.71 | 2.8 | 3 | 0.138 | 0.146 | 1
2025-02-12 23:00 | 2 | 23 | 2.47 | 2.63 | 2.75 | 2.85 | 2.93 | 3.03 | 14 | 0.162 | 0.156 | 1
2025-02-13 00:00 | 2 | 0 | 3.45 | 3.68 | 3.86 | 4.01 | 4.13 | 4.28 | 11 | 0.117 | 0.165 | 1
2025-02-13 01:00 | 2 | 1 | 3.43 | 3.65 | 3.82 | 3.95 | 4.06 | 4.2 | 13 | 0.135 | 0.153 | 1
2025-02-13 02:00 | 2 | 2 | 3.19 | 3.33 | 3.43 | 3.51 | 3.58 | 3.66 | 23 | 0.136 | 0.105 | 1
2025-02-13 03:00 | 2 | 3 | 4.38 | 4.6 | 4.76 | 4.89 | 4.99 | 5.13 | 17 | 0.115 | 0.119 | 1
2025-02-13 04:00 | 2 | 4 | 4.67 | 4.9 | 5.07 | 5.2 | 5.31 | 5.46 | 10 | 0.121 | 0.118 | 1
2025-02-13 05:00 | 2 | 5 | 5.43 | 5.7 | 5.89 | 6.05 | 6.18 | 6.34 | 16 | 0.115 | 0.117 | 1
2025-02-13 06:00 | 2 | 6 | 4.87 | 5.11 | 5.29 | 5.43 | 5.55 | 5.69 | 15 | 0.122 | 0.118 | 1
2025-02-13 07:00 | 2 | 7 | 5.32 | 5.64 | 5.88 | 6.08 | 6.24 | 6.44 | 17 | 0.107 | 0.145 | 1
2025-02-13 08:00 | 2 | 8 | 5.64 | 5.95 | 6.17 | 6.35 | 6.5 | 6.69 | 4 | 0.139 | 0.129 | 1
2025-02-13 09:00 | 2 | 9 | 6.99 | 7.31 | 7.54 | 7.73 | 7.88 | 8.08 | 352 | 0.108 | 0.109 | 1
2025-02-13 10:00 | 2 | 10 | 6.83 | 7.16 | 7.4 | 7.59 | 7.76 | 7.96 | 346 | 0.121 | 0.116 | 1
2025-02-13 11:00 | 2 | 11 | 6.7 | 7 | 7.22 | 7.4 | 7.55 | 7.73 | 337 | 0.088 | 0.109 | 1
2025-02-13 12:00 | 2 | 12 | 8.1 | 8.5 | 8.79 | 9.02 | 9.21 | 9.45 | 326 | 0.108 | 0.117 | 1
2025-02-13 13:00 | 2 | 13 | 8.01 | 8.46 | 8.79 | 9.06 | 9.28 | 9.57 | 323 | 0.089 | 0.134 | 1
2025-02-13 14:00 | 2 | 14 | 8.14 | 8.52 | 8.8 | 9.03 | 9.22 | 9.46 | 327 | 0.099 | 0.114 | 1
2025-02-13 15:00 | 2 | 15 | 7.34 | 7.63 | 7.85 | 8.02 | 8.16 | 8.34 | 332 | 0.097 | 0.096 | 1
2025-02-13 16:00 | 2 | 16 | 6.58 | 6.87 | 7.08 | 7.25 | 7.39 | 7.57 | 332 | 0.131 | 0.106 | 1
2025-02-13 17:00 | 2 | 17 | 6.5 | 6.81 | 7.04 | 7.22 | 7.37 | 7.56 | 336 | 0.136 | 0.113 | 1
2025-02-13 18:00 | 2 | 18 | 6.83 | 7.1 | 7.3 | 7.46 | 7.59 | 7.76 | 327 | 0.112 | 0.097 | 1
2025-02-13 19:00 | 2 | 19 | 6.19 | 6.45 | 6.64 | 6.79 | 6.92 | 7.07 | 317 | 0.118 | 0.1 | 1
2025-02-13 20:00 | 2 | 20 | 5.12 | 5.36 | 5.53 | 5.67 | 5.79 | 5.94 | 313 | 0.11 | 0.112 | 1
2025-02-13 21:00 | 2 | 21 | 6.18 | 6.43 | 6.61 | 6.75 | 6.87 | 7.02 | 315 | 0.09 | 0.097 | 1
2025-02-13 22:00 | 2 | 22 | 5.7 | 5.98 | 6.19 | 6.35 | 6.49 | 6.67 | 317 | 0.094 | 0.119 | 1
2025-02-13 23:00 | 2 | 23 | 5.76 | 6.06 | 6.29 | 6.47 | 6.63 | 6.82 | 327 | 0.13 | 0.128 | 1
2025-02-14 00:00 | 2 | 0 | 5.07 | 5.32 | 5.51 | 5.66 | 5.79 | 5.94 | 333 | 0.123 | 0.12 | 1
2025-02-14 01:00 | 2 | 1 | 5.3 | 5.56 | 5.76 | 5.92 | 6.05 | 6.21 | 336 | 0.128 | 0.121 | 1
2025-02-14 02:00 | 2 | 2 | 4.81 | 5.06 | 5.24 | 5.38 | 5.5 | 5.65 | 326 | 0.117 | 0.122 | 1
2025-02-14 03:00 | 2 | 3 | 4.84 | 5.06 | 5.22 | 5.35 | 5.45 | 5.59 | 347 | 0.121 | 0.109 | 1
2025-02-14 04:00 | 2 | 4 | 5.54 | 5.76 | 5.92 | 6.05 | 6.16 | 6.29 | 349 | 0.111 | 0.097 | 1
2025-02-14 05:00 | 2 | 5 | 6.15 | 6.39 | 6.57 | 6.72 | 6.83 | 6.98 | 349 | 0.119 | 0.096 | 1
2025-02-14 06:00 | 2 | 6 | 6.02 | 6.22 | 6.36 | 6.47 | 6.56 | 6.68 | 349 | 0.097 | 0.079 | 1
2025-02-14 07:00 | 2 | 7 | 6.38 | 6.52 | 6.61 | 6.69 | 6.76 | 6.83 | 338 | 0.14 | 0.052 | 1
2025-02-14 08:00 | 2 | 8 | 6.6 | 6.77 | 6.89 | 6.99 | 7.07 | 7.17 | 351 | 0.114 | 0.063 | 1
2025-02-14 09:00 | 2 | 9 | 6.56 | 6.68 | 6.77 | 6.85 | 6.9 | 6.98 | 346 | 0.11 | 0.047 | 1
2025-02-14 10:00 | 2 | 10 | 7.78 | 7.94 | 8.05 | 8.13 | 8.2 | 8.29 | 350 | 0.13 | 0.048 | 0
2025-02-14 11:00 | 2 | 11 | 7.67 | 7.83 | 7.95 | 8.04 | 8.12 | 8.21 | 2 | 0.07 | 0.052 | 1
2025-02-14 12:00 | 2 | 12 | 7.73 | 7.87 | 7.97 | 8.05 | 8.12 | 8.2 | 14 | 0.095 | 0.045 | 1
2025-02-14 13:00 | 2 | 13 | 5.99 | 6.1 | 6.18 | 6.24 | 6.29 | 6.36 | 23 | 0.112 | 0.045 | 1
2025-02-14 14:00 | 2 | 14 | 6.03 | 6.15 | 6.23 | 6.3 | 6.36 | 6.42 | 18 | 0.099 | 0.048 | 1
2025-02-14 15:00 | 2 | 15 | 5.5 | 5.63 | 5.72 | 5.79 | 5.85 | 5.92 | 24 | 0.117 | 0.056 | 1
2025-02-14 16:00 | 2 | 16 | 6.4 | 6.56 | 6.67 | 6.76 | 6.84 | 6.93 | 27 | 0.144 | 0.06 | 1
2025-02-14 17:00 | 2 | 17 | 7.42 | 7.64 | 7.8 | 7.93 | 8.04 | 8.17 | 27 | 0.108 | 0.073 | 1
2025-02-14 18:00 | 2 | 18 | 6.21 | 6.5 | 6.7 | 6.87 | 7.01 | 7.18 | 28 | 0.111 | 0.109 | 1
2025-02-14 19:00 | 2 | 19 | 6.55 | 6.79 | 6.97 | 7.11 | 7.22 | 7.37 | 20 | 0.109 | 0.089 | 1
2025-02-14 20:00 | 2 | 20 | 6.49 | 6.72 | 6.89 | 7.03 | 7.14 | 7.28 | 24 | 0.115 | 0.087 | 1
2025-02-14 21:00 | 2 | 21 | 6.94 | 7.18 | 7.35 | 7.49 | 7.6 | 7.74 | 25 | 0.111 | 0.083 | 1
2025-02-14 22:00 | 2 | 22 | 5.87 | 6.02 | 6.14 | 6.22 | 6.3 | 6.39 | 20 | 0.118 | 0.064 | 1
2025-02-14 23:00 | 2 | 23 | 4.28 | 4.42 | 4.53 | 4.61 | 4.68 | 4.77 | 5 | 0.137 | 0.081 | 1
2025-02-15 00:00 | 2 | 0 | 4.68 | 4.85 | 4.98 | 5.07 | 5.15 | 5.25 | 12 | 0.148 | 0.087 | 1
2025-02-15 01:00 | 2 | 1 | 4.74 | 4.94 | 5.08 | 5.19 | 5.29 | 5.41 | 357 | 0.116 | 0.099 | 1
2025-02-15 02:00 | 2 | 2 | 4.83 | 5.03 | 5.18 | 5.3 | 5.4 | 5.52 | 353 | 0.131 | 0.102 | 1
2025-02-15 03:00 | 2 | 3 | 4.7 | 4.92 | 5.08 | 5.21 | 5.32 | 5.46 | 349 | 0.117 | 0.113 | 1
2025-02-15 04:00 | 2 | 4 | 5.82 | 6.07 | 6.26 | 6.41 | 6.54 | 6.69 | 336 | 0.117 | 0.106 | 1
2025-02-15 05:00 | 2 | 5 | 5.45 | 5.7 | 5.89 | 6.05 | 6.17 | 6.33 | 344 | 0.125 | 0.114 | 1
2025-02-15 06:00 | 2 | 6 | 5.75 | 5.99 | 6.17 | 6.32 | 6.44 | 6.59 | 344 | 0.12 | 0.104 | 1
2025-02-15 07:00 | 2 | 7 | 5.62 | 5.82 | 5.96 | 6.07 | 6.17 | 6.29 | 341 | 0.099 | 0.085 | 1
2025-02-15 08:00 | 2 | 8 | 5.93 | 6.1 | 6.23 | 6.32 | 6.4 | 6.5 | 344 | 0.128 | 0.07 | 1
2025-02-15 09:00 | 2 | 9 | 4.7 | 4.83 | 4.92 | 5 | 5.06 | 5.14 | 342 | 0.132 | 0.068 | 1
2025-02-15 10:00 | 2 | 10 | 4.73 | 4.91 | 5.04 | 5.14 | 5.23 | 5.34 | 340 | 0.14 | 0.091 | 1
2025-02-15 11:00 | 2 | 11 | 4.54 | 4.69 | 4.8 | 4.89 | 4.96 | 5.05 | 335 | 0.122 | 0.081 | 1
2025-02-15 12:00 | 2 | 12 | 3.61 | 3.73 | 3.82 | 3.89 | 3.95 | 4.02 | 331 | 0.152 | 0.081 | 1
2025-02-15 13:00 | 2 | 13 | 2.27 | 2.33 | 2.37 | 2.41 | 2.44 | 2.48 | 341 | 0.167 | 0.066 | 1
2025-02-15 14:00 | 2 | 14 | 2.24 | 2.31 | 2.36 | 2.4 | 2.44 | 2.48 | 338 | 0.21 | 0.078 | 1
2025-02-15 15:00 | 2 | 15 | 1.49 | 1.53 | 1.56 | 1.58 | 1.6 | 1.62 | 348 | 0.244 | 0.062 | 1
2025-02-15 16:00 | 2 | 16 | 0.77 | 0.79 | 0.81 | 0.82 | 0.84 | 0.85 | 351 | 0.3 | 0.075 | 1
2025-02-15 17:00 | 2 | 17 | 1.36 | 1.41 | 1.44 | 1.47 | 1.5 | 1.53 | 343 | 0.239 | 0.088 | 1
2025-02-15 18:00 | 2 | 18 | 0.74 | 0.77 | 0.78 | 0.8 | 0.81 | 0.83 | 355 | 0.3 | 0.088 | 1
2025-02-15 19:00 | 2 | 19 | 1.25 | 1.31 | 1.34 | 1.37 | 1.4 | 1.43 | 352 | 0.266 | 0.097 | 1
2025-02-15 20:00 | 2 | 20 | 1.7 | 1.77 | 1.82 | 1.87 | 1.9 | 1.94 | 354 | 0.22 | 0.099 | 1
2025-02-15 21:00 | 2 | 21 | 1.96 | 2.05 | 2.12 | 2.18 | 2.23 | 2.29 | 359 | 0.201 | 0.117 | 1
2025-02-15 22:00 | 2 | 22 | 2.93 | 3.07 | 3.18 | 3.27 | 3.34 | 3.43 | 7 | 0.142 | 0.119 | 1
2025-02-15 23:00 | 2 | 23 | 3.2 | 3.39 | 3.53 | 3.64 | 3.74 | 3.86 | 9 | 0.135 | 0.142 | 1
2025-02-16 00:00 | 2 | 0 | 2.96 | 3.13 | 3.26 | 3.37 | 3.46 | 3.57 | 5 | 0.143 | 0.142 | 1
2025-02-16 01:00 | 2 | 1 | 3.23 | 3.46 | 3.64 | 3.78 | 3.9 | 4.05 | 351 | 0.13 | 0.171 | 1
2025-02-16 02:00 | 2 | 2 | 3.89 | 4.18 | 4.39 | 4.57 | 4.71 | 4.9 | 342 | 0.137 | 0.175 | 1
2025-02-16 03:00 | 2 | 3 | 4.25 | 4.51 | 4.7 | 4.85 | 4.99 | 5.15 | 339 | 0.115 | 0.146 | 1
2025-02-16 04:00 | 2 | 4 | 4.87 | 5.14 | 5.33 | 5.49 | 5.62 | 5.79 | 336 | 0.11 | 0.131 | 1
2025-02-16 05:00 | 2 | 5 | 4.01 | 4.19 | 4.31 | 4.42 | 4.5 | 4.61 | 335 | 0.15 | 0.106 | 1
2025-02-16 06:00 | 2 | 6 | 3.79 | 3.99 | 4.14 | 4.26 | 4.36 | 4.48 | 335 | 0.13 | 0.127 | 1
2025-02-16 07:00 | 2 | 7 | 3.86 | 4.05 | 4.19 | 4.31 | 4.4 | 4.52 | 351 | 0.138 | 0.119 | 1
2025-02-16 08:00 | 2 | 8 | 3.86 | 4.06 | 4.21 | 4.33 | 4.43 | 4.56 | 347 | 0.105 | 0.127 | 1
2025-02-16 09:00 | 2 | 9 | 3.56 | 3.74 | 3.87 | 3.97 | 4.06 | 4.17 | 337 | 0.136 | 0.119 | 1
2025-02-16 10:00 | 2 | 10 | 3.23 | 3.39 | 3.51 | 3.61 | 3.69 | 3.79 | 348 | 0.192 | 0.12 | 1
2025-02-16 11:00 | 2 | 11 | 2.45 | 2.56 | 2.64 | 2.7 | 2.75 | 2.82 | 347 | 0.177 | 0.106 | 1
2025-02-16 12:00 | 2 | 12 | 3.26 | 3.41 | 3.52 | 3.61 | 3.68 | 3.77 | 349 | 0.148 | 0.109 | 1
2025-02-16 13:00 | 2 | 13 | 2.36 | 2.46 | 2.53 | 2.58 | 2.63 | 2.69 | 346 | 0.186 | 0.098 | 1
2025-02-16 14:00 | 2 | 14 | 2.21 | 2.3 | 2.36 | 2.41 | 2.45 | 2.5 | 348 | 0.183 | 0.095 | 1
2025-02-16 15:00 | 2 | 15 | 2.67 | 2.79 | 2.87 | 2.93 | 2.99 | 3.06 | 343 | 0.16 | 0.101 | 1
2025-02-16 16:00 | 2 | 16 | 3.51 | 3.65 | 3.76 | 3.84 | 3.91 | 4 | 350 | 0.151 | 0.099 | 1
2025-02-16 17:00 | 2 | 17 | 2.61 | 2.73 | 2.81 | 2.87 | 2.93 | 3 | 0 | 0.15 | 0.104 | 1
2025-02-16 18:00 | 2 | 18 | 3.31 | 3.48 | 3.6 | 3.69 | 3.77 | 3.87 | 10 | 0.116 | 0.118 | 1
2025-02-16 19:00 | 2 | 19 | 2.75 | 2.89 | 2.99 | 3.07 | 3.14 | 3.23 | 10 | 0.179 | 0.123 | 1
2025-02-16 20:00 | 2 | 20 | 2.81 | 2.98 | 3.11 | 3.22 | 3.31 | 3.42 | 20 | 0.153 | 0.148 | 1
2025-02-16 21:00 | 2 | 21 | 2.26 | 2.4 | 2.5 | 2.59 | 2.66 | 2.74 | 9 | 0.181 | 0.147 | 1
2025-02-16 22:00 | 2 | 22 | 2.89 | 3.05 | 3.17 | 3.26 | 3.34 | 3.44 | 5 | 0.141 | 0.132 | 1
2025-02-16 23:00 | 2 | 23 | 3.38 | 3.54 | 3.67 | 3.76 | 3.85 | 3.95 | 6 | 0.14 | 0.119 | 1
2025-02-17 00:00 | 2 | 0 | 3.31 | 3.48 | 3.6 | 3.7 | 3.78 | 3.89 | 14 | 0.135 | 0.122 | 1
2025-02-17 01:00 | 2 | 1 | 3.02 | 3.17 | 3.27 | 3.35 | 3.42 | 3.51 | 14 | 0.166 | 0.114 | 1
2025-02-17 02:00 | 2 | 2 | 2.88 | 3.02 | 3.12 | 3.21 | 3.27 | 3.36 | 29 | 0.159 | 0.116 | 1
2025-02-17 03:00 | 2 | 3 | 2.5 | 2.61 | 2.69 | 2.76 | 2.81 | 2.88 | 22 | 0.17 | 0.107 | 1
2025-02-17 04:00 | 2 | 4 | 1.55 | 1.62 | 1.67 | 1.71 | 1.75 | 1.79 | 21 | 0.18 | 0.11 | 1
2025-02-17 05:00 | 2 | 5 | 1.47 | 1.55 | 1.61 | 1.66 | 1.7 | 1.74 | 39 | 0.206 | 0.129 | 1
2025-02-17 06:00 | 2 | 6 | 1.5 | 1.58 | 1.65 | 1.7 | 1.74 | 1.79 | 30 | 0.216 | 0.137 | 1
2025-02-17 07:00 | 2 | 7 | 1.59 | 1.68 | 1.74 | 1.79 | 1.83 | 1.89 | 33 | 0.208 | 0.129 | 1
2025-02-17 08:00 | 2 | 8 | 1.66 | 1.74 | 1.8 | 1.85 | 1.89 | 1.93 | 35 | 0.224 | 0.117 | 1
2025-02-17 09:00 | 2 | 9 | 1.83 | 1.92 | 1.99 | 2.05 | 2.09 | 2.15 | 27 | 0.217 | 0.121 | 1
2025-02-17 10:00 | 2 | 10 | 2.25 | 2.34 | 2.41 | 2.47 | 2.51 | 2.57 | 41 | 0.186 | 0.098 | 1
2025-02-17 11:00 | 2 | 11 | 2.81 | 2.91 | 2.98 | 3.04 | 3.09 | 3.15 | 35 | 0.126 | 0.087 | 1
2025-02-17 12:00 | 2 | 12 | 1.84 | 1.9 | 1.95 | 1.99 | 2.01 | 2.05 | 28 | 0.207 | 0.081 | 1
2025-02-17 13:00 | 2 | 13 | 2.14 | 2.23 | 2.29 | 2.34 | 2.38 | 2.43 | 24 | 0.206 | 0.093 | 1
2025-02-17 14:00 | 2 | 14 | 3.2 | 3.33 | 3.42 | 3.49 | 3.56 | 3.63 | 18 | 0.148 | 0.096 | 1
2025-02-17 15:00 | 2 | 15 | 2.67 | 2.76 | 2.82 | 2.87 | 2.91 | 2.96 | 22 | 0.143 | 0.079 | 1
2025-02-17 16:00 | 2 | 16 | 2.68 | 2.77 | 2.84 | 2.89 | 2.93 | 2.99 | 26 | 0.181 | 0.083 | 1
2025-02-17 17:00 | 2 | 17 | 2.34 | 2.39 | 2.43 | 2.46 | 2.48 | 2.51 | 24 | 0.173 | 0.053 | 1
2025-02-17 18:00 | 2 | 18 | 2.56 | 2.64 | 2.7 | 2.75 | 2.79 | 2.84 | 41 | 0.164 | 0.077 | 1
2025-02-17 19:00 | 2 | 19 | 2.04 | 2.12 | 2.17 | 2.21 | 2.25 | 2.29 | 38 | 0.192 | 0.087 | 1
2025-02-17 20:00 | 2 | 20 | 1.85 | 1.92 | 1.98 | 2.02 | 2.06 | 2.1 | 26 | 0.203 | 0.098 | 1
2025-02-17 21:00 | 2 | 21 | 2.22 | 2.31 | 2.37 | 2.42 | 2.47 | 2.52 | 32 | 0.179 | 0.095 | 1
2025-02-17 22:00 | 2 | 22 | 2.14 | 2.23 | 2.29 | 2.34 | 2.38 | 2.43 | 19 | 0.152 | 0.096 | 1
2025-02-17 23:00 | 2 | 23 | 2.27 | 2.37 | 2.45 | 2.51 | 2.56 | 2.62 | 18 | 0.177 | 0.111 | 1
2025-02-18 00:00 | 2 | 0 | 3.14 | 3.28 | 3.38 | 3.46 | 3.52 | 3.6 | 13 | 0.155 | 0.103 | 1
2025-02-18 01:00 | 2 | 1 | 3.02 | 3.16 | 3.27 | 3.35 | 3.42 | 3.51 | 1 | 0.125 | 0.114 | 1
2025-02-18 02:00 | 2 | 2 | 2.85 | 3 | 3.11 | 3.19 | 3.27 | 3.36 | 7 | 0.167 | 0.124 | 1
2025-02-18 03:00 | 2 | 3 | 3.2 | 3.37 | 3.5 | 3.6 | 3.68 | 3.79 | 6 | 0.172 | 0.127 | 1
2025-02-18 04:00 | 2 | 4 | 2.56 | 2.69 | 2.78 | 2.85 | 2.91 | 2.99 | 347 | 0.156 | 0.117 | 1
2025-02-18 05:00 | 2 | 5 | 1.84 | 1.92 | 1.98 | 2.03 | 2.07 | 2.12 | 348 | 0.213 | 0.104 | 1
2025-02-18 06:00 | 2 | 6 | 1.99 | 2.09 | 2.16 | 2.21 | 2.26 | 2.32 | 1 | 0.2 | 0.113 | 1
2025-02-18 07:00 | 2 | 7 | 2.61 | 2.74 | 2.84 | 2.92 | 2.98 | 3.06 | 350 | 0.167 | 0.122 | 1
2025-02-18 08:00 | 2 | 8 | 2.68 | 2.8 | 2.89 | 2.97 | 3.03 | 3.11 | 357 | 0.137 | 0.112 | 1
2025-02-18 09:00 | 2 | 9 | 2.94 | 3.05 | 3.14 | 3.21 | 3.26 | 3.33 | 345 | 0.182 | 0.096 | 1
2025-02-18 10:00 | 2 | 10 | 2 | 2.07 | 2.12 | 2.16 | 2.19 | 2.23 | 349 | 0.202 | 0.084 | 1
2025-02-18 11:00 | 2 | 11 | 1.92 | 1.98 | 2.02 | 2.05 | 2.08 | 2.12 | 4 | 0.172 | 0.077 | 1
2025-02-18 12:00 | 2 | 12 | 1.74 | 1.79 | 1.82 | 1.85 | 1.87 | 1.9 | 357 | 0.213 | 0.069 | 1
2025-02-18 13:00 | 2 | 13 | 2.23 | 2.29 | 2.34 | 2.38 | 2.41 | 2.44 | 353 | 0.207 | 0.069 | 1
2025-02-18 14:00 | 2 | 14 | 1.58 | 1.63 | 1.66 | 1.68 | 1.7 | 1.73 | 359 | 0.216 | 0.067 | 1
2025-02-18 15:00 | 2 | 15 | 1.63 | 1.67 | 1.7 | 1.72 | 1.74 | 1.76 | 357 | 0.216 | 0.057 | 1
2025-02-18 16:00 | 2 | 16 | 1.48 | 1.52 | 1.54 | 1.56 | 1.58 | 1.59 | 6 | 0.232 | 0.055 | 1
2025-02-18 17:00 | 2 | 17 | 1.29 | 1.33 | 1.36 | 1.38 | 1.39 | 1.42 | 8 | 0.27 | 0.07 | 1
2025-02-18 18:00 | 2 | 18 | 1.56 | 1.61 | 1.65 | 1.68 | 1.71 | 1.74 | 17 | 0.241 | 0.084 | 1
2025-02-18 19:00 | 2 | 19 | 0.95 | 1 | 1.03 | 1.05 | 1.07 | 1.1 | 14 | 0.3 | 0.108 | 1
2025-02-18 20:00 | 2 | 20 | 1.16 | 1.21 | 1.24 | 1.27 | 1.29 | 1.32 | 11 | 0.285 | 0.099 | 1
2025-02-18 21:00 | 2 | 21 | 1.28 | 1.34 | 1.39 | 1.42 | 1.45 | 1.49 | 6 | 0.25 | 0.116 | 1
2025-02-18 22:00 | 2 | 22 | 1.56 | 1.65 | 1.71 | 1.76 | 1.81 | 1.86 | 349 | 0.201 | 0.131 | 1
2025-02-18 23:00 | 2 | 23 | 1.91 | 2.01 | 2.08 | 2.14 | 2.19 | 2.25 | 353 | 0.202 | 0.127 | 1
2025-02-19 00:00 | 2 | 0 | 2.84 | 2.98 | 3.08 | 3.16 | 3.22 | 3.31 | 358 | 0.156 | 0.114 | 1
2025-02-19 01:00 | 2 | 1 | 2.56 | 2.69 | 2.78 | 2.86 | 2.92 | 3 | 8 | 0.169 | 0.12 | 1
2025-02-19 02:00 | 2 | 2 | 3.67 | 3.85 | 3.98 | 4.09 | 4.18 | 4.29 | 356 | 0.146 | 0.119 | 1
2025-02-19 03:00 | 2 | 3 | 3.27 | 3.43 | 3.56 | 3.66 | 3.74 | 3.85 | 348 | 0.132 | 0.124 | 1
2025-02-19 04:00 | 2 | 4 | 3.87 | 4.06 | 4.2 | 4.32 | 4.41 | 4.53 | 346 | 0.148 | 0.119 | 1
2025-02-19 05:00 | 2 | 5 | 3.8 | 3.96 | 4.07 | 4.16 | 4.24 | 4.33 | 354 | 0.126 | 0.1 | 1
2025-02-19 06:00 | 2 | 6 | 3.74 | 3.92 | 4.06 | 4.17 | 4.27 | 4.38 | 355 | 0.133 | 0.121 | 1
2025-02-19 07:00 | 2 | 7 | 2.77 | 2.89 | 2.98 | 3.05 | 3.11 | 3.18 | 356 | 0.154 | 0.104 | 1
2025-02-19 08:00 | 2 | 8 | 2.9 | 3.03 | 3.12 | 3.19 | 3.25 | 3.33 | 359 | 0.145 | 0.103 | 1
2025-02-19 09:00 | 2 | 9 | 3.88 | 4.05 | 4.17 | 4.27 | 4.36 | 4.46 | 8 | 0.128 | 0.106 | 1
2025-02-19 10:00 | 2 | 10 | 4.08 | 4.24 | 4.35 | 4.45 | 4.53 | 4.62 | 12 | 0.121 | 0.095 | 0
2025-02-19 11:00 | 2 | 11 | 5.05 | 5.22 | 5.35 | 5.46 | 5.54 | 5.65 | 23 | 0.124 | 0.085 | 1
2025-02-19 12:00 | 2 | 12 | 5.38 | 5.53 | 5.65 | 5.73 | 5.81 | 5.9 | 12 | 0.114 | 0.069 | 1
2025-02-19 13:00 | 2 | 13 | 6.8 | 6.96 | 7.08 | 7.17 | 7.25 | 7.35 | 14 | 0.136 | 0.059 | 1
2025-02-19 14:00 | 2 | 14 | 5.8 | 5.95 | 6.06 | 6.15 | 6.22 | 6.3 | 19 | 0.146 | 0.063 | 1
2025-02-19 15:00 | 2 | 15 | 5.17 | 5.34 | 5.47 | 5.57 | 5.66 | 5.76 | 44 | 0.112 | 0.082 | 1
2025-02-19 16:00 | 2 | 16 | 4.47 | 4.61 | 4.71 | 4.8 | 4.86 | 4.95 | 39 | 0.143 | 0.078 | 1
2025-02-19 17:00 | 2 | 17 | 3.2 | 3.28 | 3.34 | 3.39 | 3.43 | 3.48 | 17 | 0.154 | 0.065 | 1
2025-02-19 18:00 | 2 | 18 | 2.45 | 2.54 | 2.6 | 2.64 | 2.68 | 2.73 | 16 | 0.159 | 0.082 | 1
2025-02-19 19:00 | 2 | 19 | 1.58 | 1.63 | 1.67 | 1.7 | 1.73 | 1.76 | 27 | 0.227 | 0.083 | 1
2025-02-19 20:00 | 2 | 20 | 1.31 | 1.36 | 1.39 | 1.42 | 1.45 | 1.48 | 32 | 0.268 | 0.094 | 1
2025-02-19 21:00 | 2 | 21 | 0.95 | 1 | 1.03 | 1.06 | 1.08 | 1.11 | 34 | 0.3 | 0.115 | 1
2025-02-19 22:00 | 2 | 22 | 1.26 | 1.32 | 1.37 | 1.41 | 1.44 | 1.48 | 34 | 0.267 | 0.126 | 1
2025-02-19 23:00 | 2 | 23 | 1.65 | 1.73 | 1.79 | 1.84 | 1.88 | 1.92 | 21 | 0.213 | 0.116 | 1
2025-02-20 00:00 | 2 | 0 | 1.85 | 1.95 | 2.03 | 2.09 | 2.14 | 2.21 | 27 | 0.193 | 0.135 | 1
2025-02-20 01:00 | 2 | 1 | 1.1 | 1.16 | 1.21 | 1.25 | 1.28 | 1.33 | 16 | 0.275 | 0.143 | 1
2025-02-20 02:00 | 2 | 2 | 1.3 | 1.36 | 1.41 | 1.45 | 1.49 | 1.53 | 4 | 0.231 | 0.125 | 1
2025-02-20 03:00 | 2 | 3 | 1.42 | 1.5 | 1.56 | 1.6 | 1.64 | 1.69 | 1 | 0.227 | 0.13 | 1
2025-02-20 04:00 | 2 | 4 | 0.68 | 0.71 | 0.73 | 0.74 | 0.76 | 0.78 | 7 | 0.3 | 0.106 | 1
2025-02-20 05:00 | 2 | 5 | 0.71 | 0.74 | 0.76 | 0.77 | 0.79 | 0.81 | 15 | 0.3 | 0.096 | 1
2025-02-20 06:00 | 2 | 6 | 0.89 | 0.93 | 0.96 | 0.99 | 1.01 | 1.03 | 20 | 0.3 | 0.111 | 1
2025-02-20 07:00 | 2 | 7 | 1.03 | 1.07 | 1.1 | 1.12 | 1.14 | 1.17 | 21 | 0.3 | 0.097 | 1
2025-02-20 08:00 | 2 | 8 | 1.91 | 1.98 | 2.03 | 2.07 | 2.11 | 2.15 | 11 | 0.217 | 0.089 | 1
2025-02-20 09:00 | 2 | 9 | 1.52 | 1.57 | 1.6 | 1.62 | 1.64 | 1.67 | 352 | 0.234 | 0.069 | 1
2025-02-20 10:00 | 2 | 10 | 1.78 | 1.81 | 1.84 | 1.86 | 1.87 | 1.89 | 354 | 0.208 | 0.046 | 1
2025-02-20 11:00 | 2 | 11 | 1.5 | 1.52 | 1.54 | 1.55 | 1.57 | 1.58 | 349 | 0.231 | 0.04 | 1
2025-02-20 12:00 | 2 | 12 | 0.88 | 0.89 | 0.9 | 0.91 | 0.92 | 0.92 | 342 | 0.3 | 0.04 | 1
2025-02-20 13:00 | 2 | 13 | 0.85 | 0.86 | 0.87 | 0.88 | 0.89 | 0.9 | 0 | 0.3 | 0.04 | 1
2025-02-20 14:00 | 2 | 14 | 1.15 | 1.17 | 1.18 | 1.19 | 1.2 | 1.21 | 5 | 0.29 | 0.04 | 0
2025-02-20 15:00 | 2 | 15 | 1.05 | 1.07 | 1.08 | 1.09 | 1.1 | 1.11 | 358 | 0.3 | 0.04 | 1
2025-02-20 16:00 | 2 | 16 | 0.87 | 0.88 | 0.89 | 0.9 | 0.91 | 0.92 | 355 | 0.3 | 0.042 | 1
2025-02-20 17:00 | 2 | 17 | 1.41 | 1.45 | 1.47 | 1.49 | 1.5 | 1.52 | 345 | 0.256 | 0.058 | 1
2025-02-20 18:00 | 2 | 18 | 1.28 | 1.32 | 1.35 | 1.37 | 1.38 | 1.4 | 343 | 0.256 | 0.067 | 1
2025-02-20 19:00 | 2 | 19 | 1.72 | 1.77 | 1.81 | 1.84 | 1.86 | 1.89 | 339 | 0.22 | 0.07 | 1
2025-02-20 20:00 | 2 | 20 | 1.06 | 1.09 | 1.12 | 1.14 | 1.15 | 1.17 | 335 | 0.3 | 0.077 | 1
2025-02-20 21:00 | 2 | 21 | 1.61 | 1.67 | 1.71 | 1.74 | 1.76 | 1.8 | 330 | 0.229 | 0.082 | 1
2025-02-20 22:00 | 2 | 22 | 1.41 | 1.48 | 1.53 | 1.57 | 1.6 | 1.64 | 341 | 0.259 | 0.112 | 1
2025-02-20 23:00 | 2 | 23 | 0.71 | 0.75 | 0.77 | 0.79 | 0.81 | 0.83 | 334 | 0.3 | 0.12 | 1
2025-02-21 00:00 | 2 | 0 | 0.48 | 0.5 | 0.52 | 0.54 | 0.55 | 0.57 | 338 | 0.3 | 0.138 | 1
2025-02-21 01:00 | 2 | 1 | 0.75 | 0.79 | 0.82 | 0.84 | 0.86 | 0.89 | 339 | 0.3 | 0.125 | 1
2025-02-21 02:00 | 2 | 2 | 0.65 | 0.68 | 0.71 | 0.73 | 0.74 | 0.76 | 343 | 0.3 | 0.124 | 1
2025-02-21 03:00 | 2 | 3 | 0.65 | 0.69 | 0.72 | 0.74 | 0.76 | 0.78 | 335 | 0.3 | 0.141 | 1
2025-02-21 04:00 | 2 | 4 | 0.86 | 0.91 | 0.94 | 0.97 | 0.99 | 1.02 | 330 | 0.3 | 0.128 | 1
2025-02-21 05:00 | 2 | 5 | 0.97 | 1.02 | 1.06 | 1.09 | 1.12 | 1.15 | 332 | 0.3 | 0.13 | 1
2025-02-21 06:00 | 2 | 6 | 1.49 | 1.56 | 1.61 | 1.65 | 1.69 | 1.73 | 345 | 0.199 | 0.112 | 1
2025-02-21 07:00 | 2 | 7 | 2.52 | 2.62 | 2.69 | 2.75 | 2.8 | 2.86 | 336 | 0.19 | 0.095 | 1
2025-02-21 08:00 | 2 | 8 | 2.24 | 2.34 | 2.4 | 2.46 | 2.5 | 2.55 | 339 | 0.179 | 0.098 | 1
2025-02-21 09:00 | 2 | 9 | 2.17 | 2.26 | 2.33 | 2.38 | 2.43 | 2.49 | 349 | 0.204 | 0.102 | 1
2025-02-21 10:00 | 2 | 10 | 1.84 | 1.92 | 1.98 | 2.03 | 2.07 | 2.12 | 347 | 0.19 | 0.104 | 1
2025-02-21 11:00 | 2 | 11 | 1.51 | 1.57 | 1.62 | 1.66 | 1.69 | 1.72 | 350 | 0.223 | 0.099 | 1
2025-02-21 12:00 | 2 | 12 | 0.77 | 0.81 | 0.83 | 0.86 | 0.87 | 0.89 | 7 | 0.3 | 0.11 | 1
2025-02-21 13:00 | 2 | 13 | 0.55 | 0.57 | 0.59 | 0.6 | 0.62 | 0.63 | 1 | 0.3 | 0.1 | 1
2025-02-21 14:00 | 2 | 14 | 0.72 | 0.75 | 0.77 | 0.79 | 0.8 | 0.82 | 352 | 0.3 | 0.102 | 1
2025-02-21 15:00 | 2 | 15 | 0.8 | 0.83 | 0.85 | 0.86 | 0.88 | 0.89 | 356 | 0.3 | 0.083 | 1
2025-02-21 16:00 | 2 | 16 | 0.69 | 0.71 | 0.73 | 0.74 | 0.75 | 0.76 | 349 | 0.3 | 0.076 | 1
2025-02-21 17:00 | 2 | 17 | 1.49 | 1.54 | 1.58 | 1.61 | 1.63 | 1.66 | 349 | 0.226 | 0.085 | 1
2025-02-21 18:00 | 2 | 18 | 1.51 | 1.57 | 1.61 | 1.65 | 1.68 | 1.71 | 341 | 0.231 | 0.095 | 1
2025-02-21 19:00 | 2 | 19 | 1.85 | 1.94 | 2 | 2.05 | 2.09 | 2.14 | 347 | 0.195 | 0.111 | 1
2025-02-21 20:00 | 2 | 20 | 2.15 | 2.25 | 2.33 | 2.39 | 2.45 | 2.51 | 354 | 0.172 | 0.117 | 1
2025-02-21 21:00 | 2 | 21 | 2.06 | 2.17 | 2.26 | 2.33 | 2.39 | 2.46 | 1 | 0.182 | 0.135 | 1
2025-02-21 22:00 | 2 | 22 | 1.57 | 1.66 | 1.73 | 1.79 | 1.83 | 1.89 | 17 | 0.223 | 0.143 | 1
2025-02-21 23:00 | 2 | 23 | 1.66 | 1.76 | 1.84 | 1.9 | 1.95 | 2.01 | 355 | 0.232 | 0.147 | 1
2025-02-22 00:00 | 2 | 0 | 1.78 | 1.9 | 1.98 | 2.05 | 2.11 | 2.18 | 9 | 0.204 | 0.154 | 1
2025-02-22 01:00 | 2 | 1 | 1.26 | 1.34 | 1.39 | 1.44 | 1.48 | 1.52 | 4 | 0.252 | 0.142 | 1
2025-02-22 02:00 | 2 | 2 | 1.24 | 1.31 | 1.37 | 1.41 | 1.44 | 1.49 | 349 | 0.25 | 0.137 | 1
2025-02-22 03:00 | 2 | 3 | 1.49 | 1.57 | 1.63 | 1.68 | 1.72 | 1.77 | 349 | 0.234 | 0.128 | 1
2025-02-22 04:00 | 2 | 4 | 1.59 | 1.68 | 1.74 | 1.79 | 1.84 | 1.89 | 344 | 0.188 | 0.131 | 1
2025-02-22 05:00 | 2 | 5 | 1.41 | 1.5 | 1.56 | 1.62 | 1.66 | 1.72 | 325 | 0.242 | 0.15 | 1
2025-02-22 06:00 | 2 | 6 | 1.31 | 1.39 | 1.45 | 1.5 | 1.54 | 1.59 | 328 | 0.227 | 0.143 | 1
2025-02-22 07:00 | 2 | 7 | 1.54 | 1.61 | 1.67 | 1.72 | 1.76 | 1.8 | 329 | 0.251 | 0.122 | 1
2025-02-22 08:00 | 2 | 8 | 1.81 | 1.91 | 1.99 | 2.05 | 2.1 | 2.16 | 337 | 0.217 | 0.133 | 1
2025-02-22 09:00 | 2 | 9 | 2.77 | 2.88 | 2.97 | 3.04 | 3.1 | 3.17 | 348 | 0.164 | 0.103 | 1
2025-02-22 10:00 | 2 | 10 | 2.36 | 2.44 | 2.51 | 2.56 | 2.6 | 2.65 | 341 | 0.178 | 0.088 | 1
2025-02-22 11:00 | 2 | 11 | 3.06 | 3.16 | 3.24 | 3.3 | 3.35 | 3.41 | 335 | 0.161 | 0.083 | 1
2025-02-22 12:00 | 2 | 12 | 2.04 | 2.1 | 2.15 | 2.19 | 2.22 | 2.26 | 343 | 0.187 | 0.078 | 1
2025-02-22 13:00 | 2 | 13 | 1.12 | 1.16 | 1.19 | 1.21 | 1.23 | 1.26 | 340 | 0.3 | 0.083 | 1
2025-02-22 14:00 | 2 | 14 | 1.87 | 1.96 | 2.02 | 2.07 | 2.11 | 2.16 | 338 | 0.192 | 0.106 | 1
2025-02-22 15:00 | 2 | 15 | 1.76 | 1.85 | 1.91 | 1.96 | 2 | 2.06 | 346 | 0.182 | 0.117 | 1
2025-02-22 16:00 | 2 | 16 | 2.17 | 2.26 | 2.32 | 2.37 | 2.41 | 2.46 | 336 | 0.163 | 0.097 | 1
2025-02-22 17:00 | 2 | 17 | 2.32 | 2.42 | 2.49 | 2.55 | 2.59 | 2.65 | 340 | 0.155 | 0.102 | 1
2025-02-22 18:00 | 2 | 18 | 1.93 | 2.01 | 2.08 | 2.13 | 2.17 | 2.22 | 349 | 0.209 | 0.109 | 1
2025-02-22 19:00 | 2 | 19 | 2.57 | 2.67 | 2.74 | 2.79 | 2.84 | 2.89 | 349 | 0.147 | 0.088 | 1
2025-02-22 20:00 | 2 | 20 | 2.57 | 2.65 | 2.71 | 2.76 | 2.8 | 2.85 | 345 | 0.166 | 0.079 | 1
2025-02-22 21:00 | 2 | 21 | 2.4 | 2.48 | 2.54 | 2.59 | 2.63 | 2.67 | 350 | 0.174 | 0.083 | 1
2025-02-22 22:00 | 2 | 22 | 2.64 | 2.72 | 2.78 | 2.83 | 2.87 | 2.92 | 349 | 0.159 | 0.078 | 0
2025-02-22 23:00 | 2 | 23 | 2.5 | 2.56 | 2.6 | 2.63 | 2.65 | 2.68 | 348 | 0.186 | 0.052 | 1
2025-02-23 00:00 | 2 | 0 | 2.04 | 2.1 | 2.14 | 2.17 | 2.19 | 2.23 | 351 | 0.184 | 0.065 | 1
2025-02-23 01:00 | 2 | 1 | 1.96 | 2.02 | 2.05 | 2.08 | 2.11 | 2.14 | 356 | 0.195 | 0.066 | 1
2025-02-23 02:00 | 2 | 2 | 1.96 | 2.02 | 2.06 | 2.1 | 2.13 | 2.16 | 339 | 0.19 | 0.076 | 1
2025-02-23 03:00 | 2 | 3 | 2.13 | 2.21 | 2.26 | 2.3 | 2.33 | 2.38 | 346 | 0.177 | 0.081 | 1
2025-02-23 04:00 | 2 | 4 | 2.03 | 2.1 | 2.16 | 2.2 | 2.23 | 2.27 | 1 | 0.177 | 0.086 | 1
2025-02-23 05:00 | 2 | 5 | 1.32 | 1.37 | 1.41 | 1.44 | 1.46 | 1.49 | 350 | 0.269 | 0.093 | 1
2025-02-23 06:00 | 2 | 6 | 1.04 | 1.07 | 1.1 | 1.12 | 1.14 | 1.16 | 346 | 0.293 | 0.087 | 1
2025-02-23 07:00 | 2 | 7 | 0.94 | 0.98 | 1 | 1.02 | 1.04 | 1.06 | 354 | 0.3 | 0.091 | 1
2025-02-23 08:00 | 2 | 8 | 2.01 | 2.08 | 2.13 | 2.16 | 2.2 | 2.23 | 353 | 0.207 | 0.078 | 1
2025-02-23 09:00 | 2 | 9 | 2.54 | 2.62 | 2.68 | 2.72 | 2.76 | 2.81 | 355 | 0.154 | 0.076 | 1
2025-02-23 10:00 | 2 | 10 | 1.95 | 2 | 2.03 | 2.06 | 2.08 | 2.11 | 359 | 0.212 | 0.061 | 1
2025-02-23 11:00 | 2 | 11 | 1.38 | 1.42 | 1.44 | 1.46 | 1.48 | 1.5 | 358 | 0.247 | 0.063 | 1
2025-02-23 12:00 | 2 | 12 | 1.03 | 1.06 | 1.08 | 1.1 | 1.12 | 1.14 | 14 | 0.3 | 0.081 | 1
2025-02-23 13:00 | 2 | 13 | 0.75 | 0.77 | 0.79 | 0.8 | 0.81 | 0.83 | 15 | 0.3 | 0.079 | 1
2025-02-23 14:00 | 2 | 14 | 0.4 | 0.41 | 0.42 | 0.42 | 0.43 | 0.43 | 18 | 0.3 | 0.068 | 1
2025-02-23 15:00 | 2 | 15 | 0.2 | 0.21 | 0.21 | 0.22 | 0.22 | 0.22 | 7 | 0.3 | 0.072 | 1
2025-02-23 16:00 | 2 | 16 | 0.24 | 0.24 | 0.25 | 0.25 | 0.26 | 0.26 | 11 | 0.3 | 0.072 | 1
2025-02-23 17:00 | 2 | 17 | 0.4 | 0.41 | 0.42 | 0.43 | 0.43 | 0.44 | 10 | 0.3 | 0.073 | 1
2025-02-23 18:00 | 2 | 18 | 0.67 | 0.69 | 0.7 | 0.71 | 0.72 | 0.73 | 21 | 0.3 | 0.072 | 1
2025-02-23 19:00 | 2 | 19 | 0.76 | 0.79 | 0.81 | 0.82 | 0.83 | 0.85 | 20 | 0.3 | 0.08 | 1
2025-02-23 20:00 | 2 | 20 | 0.57 | 0.59 | 0.61 | 0.63 | 0.64 | 0.65 | 5 | 0.3 | 0.099 | 1
2025-02-23 21:00 | 2 | 21 | 0.33 | 0.35 | 0.36 | 0.36 | 0.37 | 0.38 | 9 | 0.3 | 0.096 | 1
2025-02-23 22:00 | 2 | 22 | 0.38 | 0.39 | 0.41 | 0.42 | 0.43 | 0.44 | 6 | 0.3 | 0.11 | 1
2025-02-23 23:00 | 2 | 23 | 0.84 | 0.88 | 0.91 | 0.93 | 0.96 | 0.98 | 356 | 0.3 | 0.119 | 1
2025-02-24 00:00 | 2 | 0 | 0.65 | 0.69 | 0.71 | 0.74 | 0.75 | 0.78 | 354 | 0.3 | 0.132 | 1
2025-02-24 01:00 | 2 | 1 | 1.3 | 1.37 | 1.43 | 1.47 | 1.5 | 1.55 | 3 | 0.241 | 0.133 | 1
2025-02-24 02:00 | 2 | 2 | 1.43 | 1.51 | 1.58 | 1.63 | 1.67 | 1.73 | 2 | 0.227 | 0.144 | 1
2025-02-24 03:00 | 2 | 3 | 0.87 | 0.92 | 0.96 | 0.99 | 1.01 | 1.04 | 7 | 0.3 | 0.139 | 1
2025-02-24 04:00 | 2 | 4 | 1.02 | 1.08 | 1.12 | 1.16 | 1.18 | 1.22 | 360 | 0.3 | 0.136 | 1
2025-02-24 05:00 | 2 | 5 | 1.31 | 1.38 | 1.43 | 1.47 | 1.5 | 1.54 | 354 | 0.242 | 0.125 | 1
2025-02-24 06:00 | 2 | 6 | 1.4 | 1.47 | 1.52 | 1.55 | 1.59 | 1.63 | 358 | 0.207 | 0.112 | 1
2025-02-24 07:00 | 2 | 7 | 1.71 | 1.79 | 1.84 | 1.88 | 1.92 | 1.96 | 349 | 0.179 | 0.102 | 1
2025-02-24 08:00 | 2 | 8 | 1.38 | 1.44 | 1.49 | 1.52 | 1.55 | 1.59 | 339 | 0.259 | 0.104 | 1
2025-02-24 09:00 | 2 | 9 | 1.1 | 1.14 | 1.17 | 1.19 | 1.21 | 1.23 | 329 | 0.278 | 0.088 | 1
2025-02-24 10:00 | 2 | 10 | 1.19 | 1.25 | 1.29 | 1.32 | 1.35 | 1.39 | 319 | 0.275 | 0.113 | 1
2025-02-24 11:00 | 2 | 11 | 1.41 | 1.48 | 1.53 | 1.57 | 1.6 | 1.65 | 325 | 0.263 | 0.119 | 1
2025-02-24 12:00 | 2 | 12 | 0.81 | 0.85 | 0.87 | 0.89 | 0.91 | 0.93 | 340 | 0.3 | 0.107 | 1
2025-02-24 13:00 | 2 | 13 | 0.64 | 0.67 | 0.68 | 0.69 | 0.7 | 0.72 | 333 | 0.3 | 0.083 | 1
2025-02-24 14:00 | 2 | 14 | 0.91 | 0.94 | 0.97 | 0.99 | 1 | 1.02 | 339 | 0.3 | 0.089 | 1
2025-02-24 15:00 | 2 | 15 | 1.08 | 1.13 | 1.17 | 1.19 | 1.22 | 1.25 | 332 | 0.296 | 0.106 | 1
2025-02-24 16:00 | 2 | 16 | 0.99 | 1.03 | 1.06 | 1.08 | 1.1 | 1.13 | 326 | 0.29 | 0.102 | 1
2025-02-24 17:00 | 2 | 17 | 0.9 | 0.95 | 0.99 | 1.01 | 1.04 | 1.07 | 340 | 0.3 | 0.127 | 1
2025-02-24 18:00 | 2 | 18 | 1 | 1.06 | 1.1 | 1.13 | 1.16 | 1.19 | 316 | 0.3 | 0.131 | 1
2025-02-24 19:00 | 2 | 19 | 0.8 | 0.85 | 0.9 | 0.93 | 0.96 | 1 | 316 | 0.3 | 0.173 | 1
2025-02-24 20:00 | 2 | 20 | 0.63 | 0.68 | 0.71 | 0.74 | 0.76 | 0.79 | 335 | 0.3 | 0.173 | 1
2025-02-24 21:00 | 2 | 21 | 0.66 | 0.7 | 0.74 | 0.77 | 0.79 | 0.82 | 324 | 0.3 | 0.17 | 1
2025-02-24 22:00 | 2 | 22 | 0.86 | 0.93 | 0.98 | 1.02 | 1.05 | 1.1 | 319 | 0.3 | 0.185 | 1
2025-02-24 23:00 | 2 | 23 | 0.67 | 0.72 | 0.76 | 0.79 | 0.82 | 0.85 | 326 | 0.3 | 0.183 | 1
2025-02-25 00:00 | 2 | 0 | 0.95 | 1.02 | 1.08 | 1.13 | 1.17 | 1.22 | 331 | 0.3 | 0.19 | 1
2025-02-25 01:00 | 2 | 1 | 0.44 | 0.47 | 0.5 | 0.52 | 0.54 | 0.57 | 321 | 0.3 | 0.197 | 1
2025-02-25 02:00 | 2 | 2 | 0.41 | 0.44 | 0.46 | 0.48 | 0.5 | 0.52 | 332 | 0.3 | 0.176 | 1
2025-02-25 03:00 | 2 | 3 | 0.49 | 0.53 | 0.55 | 0.57 | 0.59 | 0.62 | 316 | 0.3 | 0.172 | 1
2025-02-25 04:00 | 2 | 4 | 0.64 | 0.68 | 0.71 | 0.74 | 0.76 | 0.79 | 327 | 0.3 | 0.166 | 1
2025-02-25 05:00 | 2 | 5 | 0.71 | 0.75 | 0.79 | 0.81 | 0.83 | 0.86 | 324 | 0.3 | 0.145 | 1
2025-02-25 06:00 | 2 | 6 | 0.67 | 0.71 | 0.74 | 0.77 | 0.79 | 0.82 | 327 | 0.3 | 0.145 | 1
2025-02-25 07:00 | 2 | 7 | 0.7 | 0.74 | 0.77 | 0.79 | 0.81 | 0.83 | 331 | 0.3 | 0.133 | 1
2025-02-25 08:00 | 2 | 8 | 0.89 | 0.94 | 0.98 | 1.01 | 1.04 | 1.07 | 328 | 0.3 | 0.136 | 1
2025-02-25 09:00 | 2 | 9 | 0.62 | 0.65 | 0.67 | 0.69 | 0.71 | 0.73 | 324 | 0.3 | 0.121 | 1
2025-02-25 10:00 | 2 | 10 | 1.19 | 1.26 | 1.3 | 1.34 | 1.37 | 1.42 | 332 | 0.274 | 0.131 | 1
2025-02-25 11:00 | 2 | 11 | 2.05 | 2.16 | 2.24 | 2.3 | 2.36 | 2.42 | 329 | 0.193 | 0.125 | 1
2025-02-25 12:00 | 2 | 12 | 2.5 | 2.61 | 2.69 | 2.76 | 2.81 | 2.88 | 335 | 0.147 | 0.108 | 1
2025-02-25 13:00 | 2 | 13 | 2.87 | 3 | 3.1 | 3.18 | 3.25 | 3.33 | 338 | 0.146 | 0.114 | 1
2025-02-25 14:00 | 2 | 14 | 5.18 | 5.41 | 5.58 | 5.71 | 5.83 | 5.97 | 348 | 0.123 | 0.108 | 1
2025-02-25 15:00 | 2 | 15 | 5.23 | 5.46 | 5.62 | 5.76 | 5.87 | 6.01 | 346 | 0.097 | 0.105 | 1
2025-02-25 16:00 | 2 | 16 | 4.44 | 4.63 | 4.77 | 4.88 | 4.98 | 5.09 | 0 | 0.123 | 0.103 | 1
2025-02-25 17:00 | 2 | 17 | 4.47 | 4.67 | 4.81 | 4.93 | 5.03 | 5.15 | 350 | 0.114 | 0.106 | 1
2025-02-25 18:00 | 2 | 18 | 3.75 | 3.89 | 4 | 4.09 | 4.16 | 4.25 | 346 | 0.134 | 0.095 | 1
2025-02-25 19:00 | 2 | 19 | 4.1 | 4.27 | 4.4 | 4.5 | 4.58 | 4.69 | 350 | 0.114 | 0.102 | 1
2025-02-25 20:00 | 2 | 20 | 3.87 | 4.02 | 4.12 | 4.2 | 4.27 | 4.35 | 346 | 0.113 | 0.088 | 1
2025-02-25 21:00 | 2 | 21 | 4.24 | 4.39 | 4.5 | 4.59 | 4.66 | 4.76 | 343 | 0.11 | 0.087 | 1
2025-02-25 22:00 | 2 | 22 | 4.57 | 4.78 | 4.94 | 5.07 | 5.17 | 5.31 | 340 | 0.099 | 0.114 | 1
2025-02-25 23:00 | 2 | 23 | 5.62 | 5.87 | 6.05 | 6.19 | 6.31 | 6.46 | 339 | 0.101 | 0.105 | 1
2025-02-26 00:00 | 2 | 0 | 5.4 | 5.62 | 5.79 | 5.92 | 6.03 | 6.17 | 333 | 0.12 | 0.101 | 1
2025-02-26 01:00 | 2 | 1 | 5.44 | 5.71 | 5.91 | 6.06 | 6.19 | 6.36 | 337 | 0.105 | 0.118 | 1
2025-02-26 02:00 | 2 | 2 | 5.8 | 6.1 | 6.32 | 6.5 | 6.64 | 6.83 | 339 | 0.093 | 0.124 | 1
2025-02-26 03:00 | 2 | 3 | 5.45 | 5.72 | 5.91 | 6.06 | 6.19 | 6.36 | 338 | 0.107 | 0.116 | 1
2025-02-26 04:00 | 2 | 4 | 5.66 | 5.89 | 6.06 | 6.19 | 6.3 | 6.44 | 341 | 0.126 | 0.098 | 1
2025-02-26 05:00 | 2 | 5 | 4.69 | 4.9 | 5.05 | 5.18 | 5.28 | 5.41 | 341 | 0.113 | 0.108 | 1
2025-02-26 06:00 | 2 | 6 | 5.11 | 5.26 | 5.37 | 5.45 | 5.52 | 5.61 | 331 | 0.104 | 0.072 | 1
2025-02-26 07:00 | 2 | 7 | 4.83 | 4.97 | 5.07 | 5.15 | 5.21 | 5.29 | 328 | 0.114 | 0.07 | 1
2025-02-26 08:00 | 2 | 8 | 3.18 | 3.25 | 3.31 | 3.35 | 3.38 | 3.42 | 323 | 0.19 | 0.055 | 1
2025-02-26 09:00 | 2 | 9 | 3.82 | 3.93 | 4.01 | 4.07 | 4.12 | 4.18 | 315 | 0.12 | 0.068 | 1
2025-02-26 10:00 | 2 | 10 | 2.56 | 2.62 | 2.66 | 2.69 | 2.72 | 2.75 | 314 | 0.184 | 0.056 | 1
2025-02-26 11:00 | 2 | 11 | 1.44 | 1.46 | 1.48 | 1.5 | 1.51 | 1.52 | 307 | 0.258 | 0.042 | 1
2025-02-26 12:00 | 2 | 12 | 1.71 | 1.74 | 1.76 | 1.78 | 1.79 | 1.81 | 321 | 0.214 | 0.04 | 1
2025-02-26 13:00 | 2 | 13 | 1.02 | 1.04 | 1.05 | 1.06 | 1.07 | 1.08 | 310 | 0.3 | 0.044 | 1
2025-02-26 14:00 | 2 | 14 | 1.35 | 1.39 | 1.42 | 1.45 | 1.47 | 1.49 | 326 | 0.267 | 0.074 | 1
2025-02-26 15:00 | 2 | 15 | 2.36 | 2.42 | 2.46 | 2.49 | 2.51 | 2.55 | 319 | 0.2 | 0.056 | 1
2025-02-26 16:00 | 2 | 16 | 2.72 | 2.79 | 2.84 | 2.88 | 2.91 | 2.95 | 313 | 0.156 | 0.061 | 1
2025-02-26 17:00 | 2 | 17 | 2 | 2.06 | 2.1 | 2.14 | 2.17 | 2.2 | 318 | 0.161 | 0.074 | 1
2025-02-26 18:00 | 2 | 18 | 1.23 | 1.27 | 1.3 | 1.32 | 1.34 | 1.37 | 324 | 0.262 | 0.084 | 1
2025-02-26 19:00 | 2 | 19 | 0.82 | 0.85 | 0.87 | 0.89 | 0.9 | 0.92 | 324 | 0.3 | 0.089 | 1
2025-02-26 20:00 | 2 | 20 | 0.61 | 0.63 | 0.65 | 0.66 | 0.67 | 0.69 | 328 | 0.3 | 0.093 | 1
2025-02-26 21:00 | 2 | 21 | 0.62 | 0.64 | 0.65 | 0.67 | 0.68 | 0.69 | 317 | 0.3 | 0.085 | 1
2025-02-26 22:00 | 2 | 22 | 0.88 | 0.91 | 0.94 | 0.96 | 0.98 | 1 | 330 | 0.3 | 0.103 | 1
2025-02-26 23:00 | 2 | 23 | 1.09 | 1.14 | 1.17 | 1.2 | 1.22 | 1.25 | 337 | 0.296 | 0.101 | 1
2025-02-27 00:00 | 2 | 0 | 1.75 | 1.82 | 1.88 | 1.93 | 1.97 | 2.01 | 339 | 0.211 | 0.108 | 1
2025-02-27 01:00 | 2 | 1 | 1.22 | 1.28 | 1.33 | 1.36 | 1.39 | 1.43 | 347 | 0.255 | 0.124 | 1
2025-02-27 02:00 | 2 | 2 | 1.02 | 1.07 | 1.11 | 1.14 | 1.16 | 1.2 | 344 | 0.299 | 0.121 | 1
2025-02-27 03:00 | 2 | 3 | 0.96 | 1.02 | 1.07 | 1.1 | 1.13 | 1.17 | 343 | 0.293 | 0.15 | 1
2025-02-27 04:00 | 2 | 4 | 0.72 | 0.77 | 0.8 | 0.82 | 0.84 | 0.87 | 339 | 0.3 | 0.138 | 1
2025-02-27 05:00 | 2 | 5 | 0.66 | 0.69 | 0.71 | 0.73 | 0.75 | 0.77 | 343 | 0.3 | 0.116 | 1
2025-02-27 06:00 | 2 | 6 | 1.29 | 1.34 | 1.38 | 1.42 | 1.45 | 1.48 | 341 | 0.246 | 0.107 | 1
2025-02-27 07:00 | 2 | 7 | 0.68 | 0.71 | 0.73 | 0.75 | 0.76 | 0.78 | 346 | 0.3 | 0.099 | 1
2025-02-27 08:00 | 2 | 8 | 0.61 | 0.63 | 0.65 | 0.66 | 0.67 | 0.69 | 341 | 0.3 | 0.09 | 1
2025-02-27 09:00 | 2 | 9 | 0.43 | 0.44 | 0.46 | 0.47 | 0.47 | 0.48 | 327 | 0.3 | 0.095 | 1
2025-02-27 10:00 | 2 | 10 | 0.46 | 0.48 | 0.49 | 0.5 | 0.51 | 0.52 | 329 | 0.3 | 0.098 | 1
2025-02-27 11:00 | 2 | 11 | 0.58 | 0.61 | 0.63 | 0.64 | 0.65 | 0.67 | 350 | 0.3 | 0.103 | 1
2025-02-27 12:00 | 2 | 12 | 0.97 | 1.01 | 1.03 | 1.06 | 1.08 | 1.1 | 357 | 0.3 | 0.094 | 1
2025-02-27 13:00 | 2 | 13 | 0.76 | 0.8 | 0.83 | 0.85 | 0.87 | 0.89 | 354 | 0.3 | 0.116 | 1
2025-02-27 14:00 | 2 | 14 | 0.74 | 0.77 | 0.8 | 0.82 | 0.84 | 0.86 | 1 | 0.3 | 0.117 | 1
2025-02-27 15:00 | 2 | 15 | 1.24 | 1.31 | 1.35 | 1.39 | 1.42 | 1.47 | 358 | 0.279 | 0.125 | 1
2025-02-27 16:00 | 2 | 16 | 1.19 | 1.25 | 1.3 | 1.34 | 1.38 | 1.42 | 12 | 0.244 | 0.135 | 1
2025-02-27 17:00 | 2 | 17 | 1.43 | 1.51 | 1.56 | 1.61 | 1.65 | 1.69 | 19 | 0.215 | 0.127 | 1
2025-02-27 18:00 | 2 | 18 | 1.8 | 1.9 | 1.97 | 2.03 | 2.07 | 2.13 | 12 | 0.205 | 0.128 | 1
2025-02-27 19:00 | 2 | 19 | 2.33 | 2.45 | 2.53 | 2.6 | 2.66 | 2.73 | 350 | 0.193 | 0.119 | 1
2025-02-27 20:00 | 2 | 20 | 3.26 | 3.44 | 3.59 | 3.7 | 3.79 | 3.91 | 344 | 0.149 | 0.139 | 1
2025-02-27 21:00 | 2 | 21 | 3.48 | 3.65 | 3.79 | 3.89 | 3.98 | 4.09 | 353 | 0.139 | 0.123 | 1
2025-02-27 22:00 | 2 | 22 | 3.68 | 3.88 | 4.03 | 4.15 | 4.25 | 4.37 | 10 | 0.147 | 0.13 | 1
2025-02-27 23:00 | 2 | 23 | 2.14 | 2.25 | 2.34 | 2.41 | 2.47 | 2.54 | 7 | 0.182 | 0.132 | 1
2025-02-28 00:00 | 2 | 0 | 2.17 | 2.28 | 2.37 | 2.44 | 2.5 | 2.57 | 2 | 0.178 | 0.129 | 1
2025-02-28 01:00 | 2 | 1 | 2.45 | 2.58 | 2.68 | 2.76 | 2.82 | 2.91 | 13 | 0.169 | 0.128 | 1
2025-02-28 02:00 | 2 | 2 | 2.58 | 2.7 | 2.78 | 2.85 | 2.9 | 2.97 | 5 | 0.132 | 0.107 | 1
2025-02-28 03:00 | 2 | 3 | 2.82 | 2.96 | 3.07 | 3.16 | 3.23 | 3.32 | 358 | 0.148 | 0.124 | 1
2025-02-28 04:00 | 2 | 4 | 3.54 | 3.73 | 3.87 | 3.98 | 4.07 | 4.19 | 349 | 0.153 | 0.127 | 1
2025-02-28 05:00 | 2 | 5 | 3.27 | 3.44 | 3.56 | 3.66 | 3.75 | 3.85 | 354 | 0.153 | 0.123 | 1
2025-02-28 06:00 | 2 | 6 | 4.29 | 4.48 | 4.62 | 4.74 | 4.83 | 4.95 | 358 | 0.122 | 0.109 | 1
2025-02-28 07:00 | 2 | 7 | 4.03 | 4.22 | 4.35 | 4.46 | 4.55 | 4.66 | 0 | 0.143 | 0.11 | 1
2025-02-28 08:00 | 2 | 8 | 3.47 | 3.61 | 3.71 | 3.79 | 3.86 | 3.95 | 12 | 0.138 | 0.098 | 1
2025-02-28 09:00 | 2 | 9 | 3.37 | 3.53 | 3.64 | 3.73 | 3.81 | 3.9 | 7 | 0.127 | 0.11 | 1
2025-02-28 10:00 | 2 | 10 | 3.35 | 3.52 | 3.65 | 3.75 | 3.84 | 3.94 | 355 | 0.133 | 0.122 | 1
2025-02-28 11:00 | 2 | 11 | 4.89 | 5.11 | 5.27 | 5.4 | 5.51 | 5.65 | 355 | 0.13 | 0.11 | 1
2025-02-28 12:00 | 2 | 12 | 5.45 | 5.68 | 5.85 | 5.99 | 6.1 | 6.24 | 357 | 0.139 | 0.102 | 1
2025-02-28 13:00 | 2 | 13 | 6.2 | 6.48 | 6.67 | 6.83 | 6.97 | 7.13 | 2 | 0.111 | 0.105 | 1
2025-02-28 14:00 | 2 | 14 | 7.75 | 8.11 | 8.37 | 8.57 | 8.75 | 8.97 | 356 | 0.134 | 0.11 | 1
2025-02-28 15:00 | 2 | 15 | 6.64 | 6.95 | 7.17 | 7.35 | 7.5 | 7.68 | 350 | 0.111 | 0.11 | 1
2025-02-28 16:00 | 2 | 16 | 7.06 | 7.42 | 7.69 | 7.91 | 8.09 | 8.31 | 347 | 0.072 | 0.124 | 1
2025-02-28 17:00 | 2 | 17 | 8.67 | 9.15 | 9.49 | 9.77 | 10.01 | 10.31 | 352 | 0.121 | 0.13 | 1
2025-02-28 18:00 | 2 | 18 | 9.36 | 9.86 | 10.23 | 10.52 | 10.77 | 11.08 | 351 | 0.089 | 0.127 | 1
2025-02-28 19:00 | 2 | 19 | 8.19 | 8.6 | 8.9 | 9.14 | 9.34 | 9.6 | 358 | 0.095 | 0.12 | 1
2025-02-28 20:00 | 2 | 20 | 8.59 | 9.01 | 9.32 | 9.57 | 9.78 | 10.04 | 358 | 0.085 | 0.118 | 1
2025-02-28 21:00 | 2 | 21 | 7.16 | 7.54 | 7.83 | 8.06 | 8.25 | 8.49 | 356 | 0.133 | 0.129 | 1
2025-02-28 22:00 | 2 | 22 | 8.09 | 8.58 | 8.94 | 9.23 | 9.47 | 9.78 | 344 | 0.116 | 0.144 | 1
2025-02-28 23:00 | 2 | 23 | 6.69 | 7.11 | 7.43 | 7.69 | 7.91 | 8.18 | 337 | 0.11 | 0.152 | 1
2025-03-01 00:00 | 3 | 0 | 4.42 | 4.68 | 4.87 | 5.03 | 5.16 | 5.33 | 315 | 0.119 | 0.142 | 1
2025-03-01 01:00 | 3 | 1 | 3.96 | 4.17 | 4.34 | 4.47 | 4.57 | 4.71 | 323 | 0.148 | 0.132 | 1
2025-03-01 02:00 | 3 | 2 | 3.58 | 3.78 | 3.92 | 4.04 | 4.14 | 4.26 | 313 | 0.132 | 0.133 | 1
2025-03-01 03:00 | 3 | 3 | 2.44 | 2.58 | 2.68 | 2.77 | 2.84 | 2.92 | 309 | 0.166 | 0.138 | 0
2025-03-01 04:00 | 3 | 4 | 2.24 | 2.36 | 2.44 | 2.51 | 2.56 | 2.63 | 302 | 0.185 | 0.122 | 1
2025-03-01 05:00 | 3 | 5 | 2.98 | 3.11 | 3.21 | 3.29 | 3.36 | 3.44 | 310 | 0.137 | 0.109 | 1
2025-03-01 06:00 | 3 | 6 | 3.4 | 3.55 | 3.66 | 3.75 | 3.83 | 3.92 | 310 | 0.147 | 0.109 | 1
2025-03-01 07:00 | 3 | 7 | 2.58 | 2.71 | 2.8 | 2.87 | 2.93 | 3.01 | 312 | 0.159 | 0.115 | 1
2025-03-01 08:00 | 3 | 8 | 3.57 | 3.74 | 3.86 | 3.96 | 4.04 | 4.14 | 319 | 0.151 | 0.112 | 1
2025-03-01 09:00 | 3 | 9 | 4.38 | 4.61 | 4.77 | 4.91 | 5.02 | 5.16 | 319 | 0.127 | 0.124 | 1
2025-03-01 10:00 | 3 | 10 | 4.57 | 4.79 | 4.95 | 5.08 | 5.19 | 5.32 | 317 | 0.124 | 0.116 | 1
2025-03-01 11:00 | 3 | 11 | 4.41 | 4.62 | 4.78 | 4.9 | 5.01 | 5.14 | 324 | 0.111 | 0.115 | 1
2025-03-01 12:00 | 3 | 12 | 3.61 | 3.8 | 3.94 | 4.05 | 4.14 | 4.26 | 326 | 0.133 | 0.126 | 1
2025-03-01 13:00 | 3 | 13 | 3.78 | 3.94 | 4.07 | 4.17 | 4.25 | 4.36 | 327 | 0.132 | 0.108 | 1
2025-03-01 14:00 | 3 | 14 | 4.41 | 4.62 | 4.78 | 4.9 | 5.01 | 5.14 | 326 | 0.133 | 0.116 | 1
2025-03-01 15:00 | 3 | 15 | 3.03 | 3.14 | 3.22 | 3.29 | 3.34 | 3.41 | 329 | 0.152 | 0.09 | 1
2025-03-01 16:00 | 3 | 16 | 3.19 | 3.29 | 3.37 | 3.43 | 3.48 | 3.54 | 331 | 0.128 | 0.081 | 1
2025-03-01 17:00 | 3 | 17 | 3.28 | 3.42 | 3.52 | 3.6 | 3.67 | 3.75 | 337 | 0.151 | 0.101 | 1
2025-03-01 18:00 | 3 | 18 | 2.77 | 2.89 | 2.97 | 3.04 | 3.09 | 3.16 | 337 | 0.155 | 0.1 | 1
2025-03-01 19:00 | 3 | 19 | 3.17 | 3.28 | 3.37 | 3.44 | 3.49 | 3.57 | 341 | 0.152 | 0.09 | 1
2025-03-01 20:00 | 3 | 20 | 2.81 | 2.93 | 3.01 | 3.08 | 3.13 | 3.2 | 335 | 0.134 | 0.097 | 1
2025-03-01 21:00 | 3 | 21 | 2.05 | 2.15 | 2.22 | 2.28 | 2.33 | 2.39 | 338 | 0.215 | 0.116 | 1
2025-03-01 22:00 | 3 | 22 | 1.77 | 1.86 | 1.92 | 1.97 | 2.01 | 2.07 | 340 | 0.204 | 0.117 | 1
2025-03-01 23:00 | 3 | 23 | 1.48 | 1.55 | 1.6 | 1.64 | 1.67 | 1.71 | 340 | 0.25 | 0.113 | 1
2025-03-02 00:00 | 3 | 0 | 1.22 | 1.27 | 1.31 | 1.34 | 1.37 | 1.4 | 326 | 0.278 | 0.101 | 1
2025-03-02 01:00 | 3 | 1 | 0.77 | 0.81 | 0.83 | 0.85 | 0.87 | 0.89 | 330 | 0.3 | 0.106 | 1
2025-03-02 02:00 | 3 | 2 | 0.95 | 0.99 | 1.01 | 1.04 | 1.05 | 1.08 | 342 | 0.288 | 0.098 | 1
2025-03-02 03:00 | 3 | 3 | 1.06 | 1.11 | 1.14 | 1.16 | 1.18 | 1.21 | 342 | 0.295 | 0.096 | 1
2025-03-02 04:00 | 3 | 4 | 1.26 | 1.3 | 1.34 | 1.37 | 1.39 | 1.42 | 352 | 0.26 | 0.091 | 1
2025-03-02 05:00 | 3 | 5 | 1.32 | 1.36 | 1.39 | 1.41 | 1.43 | 1.45 | 351 | 0.26 | 0.069 | 1
2025-03-02 06:00 | 3 | 6 | 1.47 | 1.53 | 1.57 | 1.6 | 1.63 | 1.66 | 354 | 0.219 | 0.089 | 1
2025-03-02 07:00 | 3 | 7 | 2.02 | 2.09 | 2.14 | 2.18 | 2.22 | 2.26 | 5 | 0.197 | 0.084 | 1
2025-03-02 08:00 | 3 | 8 | 2.64 | 2.7 | 2.75 | 2.78 | 2.81 | 2.84 | 352 | 0.147 | 0.055 | 1
2025-03-02 09:00 | 3 | 9 | 3.14 | 3.19 | 3.22 | 3.25 | 3.28 | 3.31 | 8 | 0.145 | 0.04 | 1
2025-03-02 10:00 | 3 | 10 | 4.48 | 4.56 | 4.62 | 4.66 | 4.69 | 4.74 | 8 | 0.123 | 0.042 | 1
2025-03-02 11:00 | 3 | 11 | 4.62 | 4.7 | 4.75 | 4.79 | 4.83 | 4.87 | 359 | 0.121 | 0.04 | 1
2025-03-02 12:00 | 3 | 12 | 4.66 | 4.73 | 4.79 | 4.83 | 4.87 | 4.91 | 2 | 0.094 | 0.04 | 1
2025-03-02 13:00 | 3 | 13 | 4.23 | 4.31 | 4.36 | 4.4 | 4.44 | 4.48 | 358 | 0.143 | 0.044 | 1
2025-03-02 14:00 | 3 | 14 | 3.54 | 3.61 | 3.66 | 3.7 | 3.73 | 3.77 | 0 | 0.176 | 0.048 | 1
2025-03-02 15:00 | 3 | 15 | 4.21 | 4.33 | 4.41 | 4.48 | 4.53 | 4.6 | 4 | 0.145 | 0.067 | 1
2025-03-02 16:00 | 3 | 16 | 3.6 | 3.69 | 3.75 | 3.8 | 3.85 | 3.9 | 358 | 0.16 | 0.061 | 1
2025-03-02 17:00 | 3 | 17 | 3.43 | 3.54 | 3.62 | 3.68 | 3.73 | 3.8 | 13 | 0.129 | 0.078 | 1
2025-03-02 18:00 | 3 | 18 | 3.02 | 3.13 | 3.21 | 3.27 | 3.33 | 3.39 | 13 | 0.165 | 0.088 | 1
2025-03-02 19:00 | 3 | 19 | 2.17 | 2.27 | 2.35 | 2.41 | 2.46 | 2.52 | 10 | 0.212 | 0.115 | 1
2025-03-02 20:00 | 3 | 20 | 2.59 | 2.71 | 2.8 | 2.88 | 2.94 | 3.02 | 14 | 0.165 | 0.116 | 1
2025-03-02 21:00 | 3 | 21 | 2.06 | 2.16 | 2.24 | 2.3 | 2.35 | 2.42 | 19 | 0.208 | 0.122 | 1
2025-03-02 22:00 | 3 | 22 | 2.16 | 2.27 | 2.36 | 2.43 | 2.49 | 2.57 | 17 | 0.157 | 0.132 | 1
2025-03-02 23:00 | 3 | 23 | 2.22 | 2.34 | 2.42 | 2.49 | 2.54 | 2.61 | 17 | 0.16 | 0.122 | 1
2025-03-03 00:00 | 3 | 0 | 2.44 | 2.57 | 2.66 | 2.74 | 2.8 | 2.88 | 5 | 0.173 | 0.125 | 1
2025-03-03 01:00 | 3 | 1 | 3.36 | 3.53 | 3.66 | 3.76 | 3.85 | 3.96 | 11 | 0.139 | 0.125 | 1
2025-03-03 02:00 | 3 | 2 | 3.59 | 3.77 | 3.91 | 4.02 | 4.11 | 4.22 | 12 | 0.141 | 0.123 | 1
2025-03-03 03:00 | 3 | 3 | 4.25 | 4.49 | 4.67 | 4.82 | 4.94 | 5.09 | 7 | 0.14 | 0.136 | 1
2025-03-03 04:00 | 3 | 4 | 4.82 | 5.08 | 5.26 | 5.41 | 5.54 | 5.7 | 14 | 0.131 | 0.126 | 0
2025-03-03 05:00 | 3 | 5 | 4.05 | 4.26 | 4.42 | 4.54 | 4.64 | 4.77 | 2 | 0.128 | 0.124 | 1
2025-03-03 06:00 | 3 | 6 | 4.82 | 5.04 | 5.2 | 5.34 | 5.45 | 5.58 | 354 | 0.105 | 0.112 | 1
2025-03-03 07:00 | 3 | 7 | 5.45 | 5.67 | 5.83 | 5.95 | 6.06 | 6.19 | 345 | 0.128 | 0.096 | 1
2025-03-03 08:00 | 3 | 8 | 5.83 | 6.06 | 6.23 | 6.37 | 6.49 | 6.63 | 341 | 0.098 | 0.097 | 1
2025-03-03 09:00 | 3 | 9 | 5.74 | 5.98 | 6.16 | 6.3 | 6.42 | 6.56 | 330 | 0.087 | 0.101 | 1
2025-03-03 10:00 | 3 | 10 | 6.21 | 6.43 | 6.59 | 6.71 | 6.82 | 6.95 | 330 | 0.133 | 0.085 | 1
2025-03-03 11:00 | 3 | 11 | 5.59 | 5.78 | 5.91 | 6.02 | 6.11 | 6.22 | 342 | 0.115 | 0.082 | 1
2025-03-03 12:00 | 3 | 12 | 5.96 | 6.15 | 6.29 | 6.4 | 6.49 | 6.61 | 339 | 0.1 | 0.078 | 1
2025-03-03 13:00 | 3 | 13 | 6.55 | 6.77 | 6.92 | 7.05 | 7.15 | 7.28 | 349 | 0.132 | 0.079 | 1
2025-03-03 14:00 | 3 | 14 | 5.47 | 5.59 | 5.68 | 5.75 | 5.8 | 5.88 | 352 | 0.139 | 0.054 | 1
2025-03-03 15:00 | 3 | 15 | 5.46 | 5.58 | 5.67 | 5.73 | 5.79 | 5.86 | 355 | 0.118 | 0.054 | 1
2025-03-03 16:00 | 3 | 16 | 5.42 | 5.57 | 5.68 | 5.76 | 5.83 | 5.92 | 350 | 0.099 | 0.067 | 1
2025-03-03 17:00 | 3 | 17 | 4.16 | 4.26 | 4.32 | 4.37 | 4.42 | 4.47 | 345 | 0.109 | 0.054 | 1
2025-03-03 18:00 | 3 | 18 | 4.39 | 4.5 | 4.58 | 4.65 | 4.7 | 4.77 | 358 | 0.15 | 0.064 | 1
2025-03-03 19:00 | 3 | 19 | 3.53 | 3.62 | 3.68 | 3.73 | 3.77 | 3.83 | 12 | 0.148 | 0.062 | 1
2025-03-03 20:00 | 3 | 20 | 2.57 | 2.64 | 2.7 | 2.74 | 2.77 | 2.81 | 12 | 0.14 | 0.068 | 1
2025-03-03 21:00 | 3 | 21 | 2.94 | 3.02 | 3.07 | 3.11 | 3.15 | 3.19 | 13 | 0.145 | 0.063 | 1
2025-03-03 22:00 | 3 | 22 | 2.69 | 2.75 | 2.8 | 2.84 | 2.88 | 2.92 | 23 | 0.163 | 0.062 | 1
2025-03-03 23:00 | 3 | 23 | 3.62 | 3.71 | 3.79 | 3.84 | 3.89 | 3.95 | 15 | 0.134 | 0.066 | 1
2025-03-04 00:00 | 3 | 0 | 3.92 | 4.02 | 4.1 | 4.16 | 4.21 | 4.27 | 17 | 0.124 | 0.065 | 1
2025-03-04 01:00 | 3 | 1 | 3.11 | 3.19 | 3.25 | 3.29 | 3.33 | 3.38 | 13 | 0.153 | 0.063 | 1
2025-03-04 02:00 | 3 | 2 | 3.07 | 3.16 | 3.22 | 3.27 | 3.32 | 3.37 | 359 | 0.152 | 0.07 | 1
2025-03-04 03:00 | 3 | 3 | 3.42 | 3.51 | 3.58 | 3.64 | 3.69 | 3.74 | 9 | 0.133 | 0.069 | 1
2025-03-04 04:00 | 3 | 4 | 2.88 | 2.97 | 3.03 | 3.08 | 3.13 | 3.18 | 6 | 0.192 | 0.076 | 1
2025-03-04 05:00 | 3 | 5 | 2.98 | 3.06 | 3.12 | 3.16 | 3.2 | 3.25 | 15 | 0.132 | 0.065 | 0
2025-03-04 06:00 | 3 | 6 | 2.49 | 2.55 | 2.59 | 2.63 | 2.66 | 2.69 | 24 | 0.181 | 0.057 | 1
2025-03-04 07:00 | 3 | 7 | 2.42 | 2.47 | 2.51 | 2.54 | 2.57 | 2.59 | 41 | 0.161 | 0.052 | 1
2025-03-04 08:00 | 3 | 8 | 2.87 | 2.95 | 3 | 3.04 | 3.08 | 3.12 | 21 | 0.163 | 0.062 | 1
2025-03-04 09:00 | 3 | 9 | 1.78 | 1.84 | 1.88 | 1.91 | 1.94 | 1.97 | 23 | 0.225 | 0.079 | 1
2025-03-04 10:00 | 3 | 10 | 2.46 | 2.53 | 2.59 | 2.63 | 2.66 | 2.7 | 8 | 0.158 | 0.071 | 1
2025-03-04 11:00 | 3 | 11 | 2.98 | 3.06 | 3.13 | 3.18 | 3.22 | 3.27 | 0 | 0.161 | 0.07 | 1
2025-03-04 12:00 | 3 | 12 | 2.68 | 2.78 | 2.86 | 2.93 | 2.98 | 3.04 | 354 | 0.137 | 0.097 | 1
2025-03-04 13:00 | 3 | 13 | 3.01 | 3.14 | 3.24 | 3.32 | 3.38 | 3.46 | 342 | 0.151 | 0.105 | 1
2025-03-04 14:00 | 3 | 14 | 3.62 | 3.76 | 3.86 | 3.94 | 4.01 | 4.09 | 340 | 0.134 | 0.093 | 1
2025-03-04 15:00 | 3 | 15 | 3.43 | 3.55 | 3.64 | 3.72 | 3.78 | 3.86 | 344 | 0.149 | 0.09 | 1
2025-03-04 16:00 | 3 | 16 | 3.92 | 4.07 | 4.17 | 4.25 | 4.32 | 4.41 | 344 | 0.141 | 0.088 | 1
2025-03-04 17:00 | 3 | 17 | 4.94 | 5.13 | 5.27 | 5.38 | 5.47 | 5.58 | 341 | 0.147 | 0.092 | 1
2025-03-04 18:00 | 3 | 18 | 4.26 | 4.46 | 4.6 | 4.71 | 4.81 | 4.93 | 332 | 0.121 | 0.11 | 1
2025-03-04 19:00 | 3 | 19 | 4.27 | 4.45 | 4.59 | 4.69 | 4.78 | 4.89 | 323 | 0.127 | 0.102 | 1
2025-03-04 20:00 | 3 | 20 | 4.07 | 4.26 | 4.4 | 4.51 | 4.61 | 4.72 | 320 | 0.111 | 0.112 | 1
2025-03-04 21:00 | 3 | 21 | 3.96 | 4.14 | 4.28 | 4.39 | 4.49 | 4.6 | 306 | 0.139 | 0.114 | 1
2025-03-04 22:00 | 3 | 22 | 3.59 | 3.76 | 3.88 | 3.99 | 4.07 | 4.18 | 305 | 0.158 | 0.115 | 1
2025-03-04 23:00 | 3 | 23 | 3.81 | 4.02 | 4.18 | 4.31 | 4.41 | 4.55 | 321 | 0.124 | 0.133 | 1
2025-03-05 00:00 | 3 | 0 | 4.47 | 4.75 | 4.97 | 5.14 | 5.28 | 5.47 | 327 | 0.145 | 0.153 | 1
2025-03-05 01:00 | 3 | 1 | 4.96 | 5.27 | 5.51 | 5.7 | 5.86 | 6.06 | 330 | 0.134 | 0.151 | 1
2025-03-05 02:00 | 3 | 2 | 4.14 | 4.4 | 4.6 | 4.76 | 4.89 | 5.06 | 316 | 0.102 | 0.151 | 1
2025-03-05 03:00 | 3 | 3 | 3.27 | 3.5 | 3.67 | 3.81 | 3.93 | 4.07 | 319 | 0.149 | 0.165 | 0
2025-03-05 04:00 | 3 | 4 | 3.94 | 4.21 | 4.41 | 4.57 | 4.71 | 4.88 | 326 | 0.122 | 0.163 | 1
2025-03-05 05:00 | 3 | 5 | 3.53 | 3.78 | 3.96 | 4.11 | 4.24 | 4.4 | 318 | 0.116 | 0.166 | 1
2025-03-05 06:00 | 3 | 6 | 3.7 | 3.93 | 4.09 | 4.22 | 4.33 | 4.47 | 326 | 0.17 | 0.143 | 1
2025-03-05 07:00 | 3 | 7 | 3.98 | 4.24 | 4.44 | 4.59 | 4.72 | 4.89 | 338 | 0.161 | 0.155 | 1
2025-03-05 08:00 | 3 | 8 | 3.83 | 4.05 | 4.21 | 4.34 | 4.45 | 4.59 | 345 | 0.135 | 0.137 | 1
2025-03-05 09:00 | 3 | 9 | 3.96 | 4.18 | 4.35 | 4.48 | 4.59 | 4.73 | 348 | 0.138 | 0.134 | 1
2025-03-05 10:00 | 3 | 10 | 4.6 | 4.84 | 5.02 | 5.16 | 5.28 | 5.43 | 342 | 0.121 | 0.126 | 1
2025-03-05 11:00 | 3 | 11 | 5.49 | 5.75 | 5.94 | 6.09 | 6.21 | 6.37 | 333 | 0.127 | 0.112 | 1
2025-03-05 12:00 | 3 | 12 | 6.07 | 6.35 | 6.56 | 6.73 | 6.87 | 7.05 | 331 | 0.114 | 0.114 | 1
2025-03-05 13:00 | 3 | 13 | 5.53 | 5.76 | 5.92 | 6.05 | 6.16 | 6.3 | 328 | 0.139 | 0.098 | 1
2025-03-05 14:00 | 3 | 14 | 5.86 | 6.08 | 6.24 | 6.36 | 6.47 | 6.6 | 333 | 0.124 | 0.091 | 1
2025-03-05 15:00 | 3 | 15 | 4.98 | 5.18 | 5.32 | 5.44 | 5.53 | 5.65 | 329 | 0.127 | 0.095 | 1
2025-03-05 16:00 | 3 | 16 | 4.42 | 4.6 | 4.73 | 4.83 | 4.91 | 5.02 | 326 | 0.138 | 0.097 | 1
2025-03-05 17:00 | 3 | 17 | 5.03 | 5.23 | 5.37 | 5.48 | 5.57 | 5.69 | 323 | 0.115 | 0.093 | 1
2025-03-05 18:00 | 3 | 18 | 5.64 | 5.86 | 6.02 | 6.14 | 6.25 | 6.38 | 312 | 0.109 | 0.093 | 1
2025-03-05 19:00 | 3 | 19 | 6.36 | 6.61 | 6.79 | 6.93 | 7.05 | 7.2 | 309 | 0.1 | 0.094 | 1
2025-03-05 20:00 | 3 | 20 | 6.7 | 6.97 | 7.17 | 7.33 | 7.46 | 7.63 | 327 | 0.114 | 0.098 | 1
2025-03-05 21:00 | 3 | 21 | 6.19 | 6.4 | 6.56 | 6.68 | 6.78 | 6.91 | 316 | 0.099 | 0.083 | 1
2025-03-05 22:00 | 3 | 22 | 6.03 | 6.25 | 6.41 | 6.54 | 6.64 | 6.77 | 329 | 0.106 | 0.087 | 1
2025-03-05 23:00 | 3 | 23 | 6.5 | 6.75 | 6.93 | 7.08 | 7.2 | 7.35 | 345 | 0.092 | 0.092 | 1
2025-03-06 00:00 | 3 | 0 | 6.61 | 6.89 | 7.09 | 7.26 | 7.4 | 7.57 | 346 | 0.108 | 0.103 | 1
2025-03-06 01:00 | 3 | 1 | 6.13 | 6.38 | 6.57 | 6.71 | 6.83 | 6.99 | 349 | 0.092 | 0.098 | 1
2025-03-06 02:00 | 3 | 2 | 5.3 | 5.53 | 5.7 | 5.83 | 5.95 | 6.09 | 348 | 0.105 | 0.105 | 1
2025-03-06 03:00 | 3 | 3 | 4.79 | 5 | 5.16 | 5.28 | 5.38 | 5.51 | 335 | 0.128 | 0.106 | 1
2025-03-06 04:00 | 3 | 4 | 4.11 | 4.28 | 4.41 | 4.51 | 4.59 | 4.7 | 333 | 0.117 | 0.102 | 1
2025-03-06 05:00 | 3 | 5 | 3.66 | 3.78 | 3.88 | 3.95 | 4.01 | 4.09 | 341 | 0.142 | 0.085 | 1
2025-03-06 06:00 | 3 | 6 | 3.37 | 3.5 | 3.6 | 3.67 | 3.73 | 3.81 | 337 | 0.145 | 0.094 | 1
2025-03-06 07:00 | 3 | 7 | 3.58 | 3.72 | 3.82 | 3.91 | 3.97 | 4.06 | 341 | 0.152 | 0.095 | 1
2025-03-06 08:00 | 3 | 8 | 3.43 | 3.56 | 3.65 | 3.73 | 3.79 | 3.87 | 337 | 0.141 | 0.092 | 1
2025-03-06 09:00 | 3 | 9 | 3.57 | 3.67 | 3.75 | 3.81 | 3.86 | 3.92 | 328 | 0.155 | 0.072 | 1
2025-03-06 10:00 | 3 | 10 | 4.06 | 4.18 | 4.27 | 4.33 | 4.39 | 4.46 | 335 | 0.113 | 0.071 | 1
2025-03-06 11:00 | 3 | 11 | 5.3 | 5.44 | 5.54 | 5.62 | 5.69 | 5.77 | 340 | 0.117 | 0.064 | 1
2025-03-06 12:00 | 3 | 12 | 5.44 | 5.53 | 5.59 | 5.64 | 5.68 | 5.74 | 341 | 0.101 | 0.04 | 1
2025-03-06 13:00 | 3 | 13 | 4.48 | 4.55 | 4.6 | 4.64 | 4.68 | 4.72 | 352 | 0.111 | 0.04 | 1
2025-03-06 14:00 | 3 | 14 | 3.51 | 3.56 | 3.6 | 3.64 | 3.66 | 3.7 | 2 | 0.136 | 0.04 | 1
2025-03-06 15:00 | 3 | 15 | 4.17 | 4.26 | 4.33 | 4.38 | 4.42 | 4.47 | 354 | 0.136 | 0.054 | 1
2025-03-06 16:00 | 3 | 16 | 3.19 | 3.24 | 3.28 | 3.31 | 3.34 | 3.37 | 344 | 0.153 | 0.043 | 1
2025-03-06 17:00 | 3 | 17 | 3.69 | 3.76 | 3.8 | 3.83 | 3.86 | 3.9 | 324 | 0.144 | 0.04 | 1
2025-03-06 18:00 | 3 | 18 | 3.42 | 3.49 | 3.53 | 3.57 | 3.6 | 3.63 | 344 | 0.145 | 0.045 | 1
2025-03-06 19:00 | 3 | 19 | 3.21 | 3.28 | 3.34 | 3.37 | 3.41 | 3.45 | 345 | 0.161 | 0.053 | 1
2025-03-06 20:00 | 3 | 20 | 3.08 | 3.17 | 3.24 | 3.29 | 3.34 | 3.39 | 341 | 0.13 | 0.073 | 1
2025-03-06 21:00 | 3 | 21 | 2.37 | 2.46 | 2.52 | 2.57 | 2.61 | 2.66 | 350 | 0.159 | 0.089 | 1
2025-03-06 22:00 | 3 | 22 | 2.61 | 2.69 | 2.75 | 2.79 | 2.83 | 2.88 | 351 | 0.165 | 0.072 | 1
2025-03-06 23:00 | 3 | 23 | 2.19 | 2.27 | 2.32 | 2.36 | 2.4 | 2.45 | 352 | 0.199 | 0.084 | 1
2025-03-07 00:00 | 3 | 0 | 1.83 | 1.89 | 1.94 | 1.98 | 2.01 | 2.05 | 349 | 0.213 | 0.088 | 1
2025-03-07 01:00 | 3 | 1 | 2.15 | 2.24 | 2.3 | 2.36 | 2.4 | 2.45 | 0 | 0.184 | 0.099 | 1
2025-03-07 02:00 | 3 | 2 | 2.34 | 2.44 | 2.52 | 2.58 | 2.63 | 2.7 | 344 | 0.201 | 0.107 | 1
2025-03-07 03:00 | 3 | 3 | 1.64 | 1.7 | 1.74 | 1.78 | 1.81 | 1.84 | 329 | 0.225 | 0.088 | 1
2025-03-07 04:00 | 3 | 4 | 1.83 | 1.89 | 1.94 | 1.97 | 2 | 2.04 | 350 | 0.209 | 0.083 | 1
2025-03-07 05:00 | 3 | 5 | 0.88 | 0.91 | 0.93 | 0.94 | 0.96 | 0.97 | 332 | 0.3 | 0.073 | 1
2025-03-07 06:00 | 3 | 6 | 0.75 | 0.76 | 0.77 | 0.78 | 0.79 | 0.8 | 340 | 0.3 | 0.052 | 1
2025-03-07 07:00 | 3 | 7 | 0.9 | 0.91 | 0.92 | 0.93 | 0.94 | 0.95 | 331 | 0.3 | 0.043 | 1
2025-03-07 08:00 | 3 | 8 | 0.79 | 0.82 | 0.83 | 0.85 | 0.86 | 0.87 | 329 | 0.3 | 0.072 | 1
2025-03-07 09:00 | 3 | 9 | 0.96 | 1 | 1.02 | 1.04 | 1.06 | 1.08 | 328 | 0.3 | 0.084 | 1
2025-03-07 10:00 | 3 | 10 | 1.25 | 1.3 | 1.33 | 1.36 | 1.38 | 1.41 | 323 | 0.258 | 0.088 | 1
2025-03-07 11:00 | 3 | 11 | 1.2 | 1.25 | 1.28 | 1.31 | 1.33 | 1.35 | 326 | 0.253 | 0.09 | 1
2025-03-07 12:00 | 3 | 12 | 0.96 | 0.99 | 1.01 | 1.03 | 1.04 | 1.06 | 340 | 0.3 | 0.072 | 1
2025-03-07 13:00 | 3 | 13 | 0.53 | 0.54 | 0.56 | 0.57 | 0.57 | 0.58 | 334 | 0.3 | 0.075 | 1
2025-03-07 14:00 | 3 | 14 | 0.59 | 0.61 | 0.62 | 0.63 | 0.64 | 0.65 | 339 | 0.3 | 0.073 | 1
2025-03-07 15:00 | 3 | 15 | 0.39 | 0.4 | 0.41 | 0.41 | 0.42 | 0.43 | 328 | 0.3 | 0.075 | 1
2025-03-07 16:00 | 3 | 16 | 0.22 | 0.23 | 0.23 | 0.24 | 0.24 | 0.25 | 332 | 0.3 | 0.092 | 1
2025-03-07 17:00 | 3 | 17 | 0.28 | 0.29 | 0.3 | 0.3 | 0.31 | 0.32 | 328 | 0.3 | 0.09 | 1
2025-03-07 18:00 | 3 | 18 | 0.44 | 0.46 | 0.47 | 0.48 | 0.48 | 0.49 | 316 | 0.3 | 0.088 | 1
2025-03-07 19:00 | 3 | 19 | 0.54 | 0.56 | 0.58 | 0.59 | 0.6 | 0.61 | 326 | 0.3 | 0.091 | 1
2025-03-07 20:00 | 3 | 20 | 0.74 | 0.77 | 0.79 | 0.8 | 0.82 | 0.83 | 329 | 0.3 | 0.093 | 1
2025-03-07 21:00 | 3 | 21 | 0.6 | 0.62 | 0.64 | 0.65 | 0.66 | 0.68 | 335 | 0.3 | 0.09 | 1
2025-03-07 22:00 | 3 | 22 | 0.82 | 0.85 | 0.87 | 0.89 | 0.91 | 0.93 | 329 | 0.3 | 0.096 | 1
2025-03-07 23:00 | 3 | 23 | 1.01 | 1.05 | 1.08 | 1.1 | 1.12 | 1.14 | 321 | 0.3 | 0.091 | 1
2025-03-08 00:00 | 3 | 0 | 0.79 | 0.82 | 0.84 | 0.86 | 0.88 | 0.89 | 329 | 0.3 | 0.095 | 1
2025-03-08 01:00 | 3 | 1 | 1.11 | 1.16 | 1.2 | 1.23 | 1.26 | 1.29 | 343 | 0.3 | 0.113 | 1
2025-03-08 02:00 | 3 | 2 | 1.06 | 1.11 | 1.15 | 1.18 | 1.21 | 1.24 | 349 | 0.28 | 0.12 | 1
2025-03-08 03:00 | 3 | 3 | 0.58 | 0.61 | 0.64 | 0.66 | 0.67 | 0.69 | 357 | 0.3 | 0.128 | 1
2025-03-08 04:00 | 3 | 4 | 0.92 | 0.96 | 1 | 1.03 | 1.05 | 1.08 | 350 | 0.3 | 0.122 | 1
2025-03-08 05:00 | 3 | 5 | 0.78 | 0.82 | 0.85 | 0.87 | 0.89 | 0.91 | 353 | 0.3 | 0.121 | 1
2025-03-08 06:00 | 3 | 6 | 0.95 | 0.99 | 1.03 | 1.05 | 1.08 | 1.11 | 349 | 0.3 | 0.118 | 1
2025-03-08 07:00 | 3 | 7 | 1.28 | 1.33 | 1.37 | 1.4 | 1.42 | 1.45 | 346 | 0.283 | 0.093 | 1
2025-03-08 08:00 | 3 | 8 | 1.44 | 1.49 | 1.53 | 1.56 | 1.59 | 1.62 | 355 | 0.237 | 0.09 | 1
2025-03-08 09:00 | 3 | 9 | 1.59 | 1.66 | 1.71 | 1.75 | 1.78 | 1.82 | 355 | 0.227 | 0.102 | 1
2025-03-08 10:00 | 3 | 10 | 1.4 | 1.45 | 1.49 | 1.52 | 1.55 | 1.58 | 344 | 0.253 | 0.094 | 1
2025-03-08 11:00 | 3 | 11 | 1.85 | 1.92 | 1.96 | 2 | 2.03 | 2.07 | 337 | 0.165 | 0.081 | 1
2025-03-08 12:00 | 3 | 12 | 1.83 | 1.89 | 1.94 | 1.97 | 2 | 2.04 | 332 | 0.216 | 0.08 | 1
2025-03-08 13:00 | 3 | 13 | 1.76 | 1.82 | 1.86 | 1.9 | 1.93 | 1.97 | 326 | 0.188 | 0.085 | 1
2025-03-08 14:00 | 3 | 14 | 1.64 | 1.7 | 1.75 | 1.79 | 1.82 | 1.86 | 339 | 0.226 | 0.094 | 1
2025-03-08 15:00 | 3 | 15 | 2.59 | 2.69 | 2.76 | 2.82 | 2.87 | 2.93 | 330 | 0.198 | 0.094 | 1
2025-03-08 16:00 | 3 | 16 | 2.14 | 2.23 | 2.29 | 2.34 | 2.38 | 2.43 | 330 | 0.207 | 0.094 | 1
2025-03-08 17:00 | 3 | 17 | 1.74 | 1.81 | 1.86 | 1.91 | 1.94 | 1.99 | 312 | 0.217 | 0.103 | 1
2025-03-08 18:00 | 3 | 18 | 1.53 | 1.59 | 1.64 | 1.68 | 1.71 | 1.75 | 308 | 0.223 | 0.101 | 1
2025-03-08 19:00 | 3 | 19 | 1.36 | 1.42 | 1.46 | 1.49 | 1.51 | 1.54 | 320 | 0.232 | 0.095 | 1
2025-03-08 20:00 | 3 | 20 | 1.83 | 1.92 | 1.98 | 2.03 | 2.07 | 2.12 | 331 | 0.189 | 0.111 | 1
2025-03-08 21:00 | 3 | 21 | 1.89 | 1.99 | 2.06 | 2.12 | 2.17 | 2.24 | 327 | 0.203 | 0.128 | 1
2025-03-08 22:00 | 3 | 22 | 1.69 | 1.78 | 1.86 | 1.91 | 1.96 | 2.02 | 331 | 0.208 | 0.136 | 1
2025-03-08 23:00 | 3 | 23 | 1.24 | 1.31 | 1.35 | 1.39 | 1.42 | 1.46 | 325 | 0.268 | 0.12 | 1
2025-03-09 00:00 | 3 | 0 | 0.7 | 0.74 | 0.77 | 0.8 | 0.82 | 0.85 | 326 | 0.3 | 0.145 | 1
2025-03-09 01:00 | 3 | 1 | 0.51 | 0.54 | 0.56 | 0.58 | 0.6 | 0.62 | 311 | 0.3 | 0.144 | 1
2025-03-09 02:00 | 3 | 2 | 0.36 | 0.39 | 0.4 | 0.42 | 0.43 | 0.44 | 307 | 0.3 | 0.151 | 1
2025-03-09 03:00 | 3 | 3 | 0.37 | 0.4 | 0.41 | 0.42 | 0.44 | 0.45 | 305 | 0.3 | 0.142 | 1
2025-03-09 04:00 | 3 | 4 | 0.55 | 0.58 | 0.61 | 0.62 | 0.64 | 0.66 | 306 | 0.3 | 0.132 | 1
2025-03-09 05:00 | 3 | 5 | 0.82 | 0.88 | 0.92 | 0.95 | 0.98 | 1.02 | 317 | 0.3 | 0.161 | 1
2025-03-09 06:00 | 3 | 6 | 1.19 | 1.27 | 1.32 | 1.37 | 1.41 | 1.45 | 324 | 0.258 | 0.151 | 1
2025-03-09 07:00 | 3 | 7 | 1.01 | 1.07 | 1.12 | 1.15 | 1.18 | 1.22 | 317 | 0.3 | 0.148 | 1
2025-03-09 08:00 | 3 | 8 | 1.26 | 1.35 | 1.42 | 1.47 | 1.52 | 1.58 | 312 | 0.243 | 0.169 | 1
2025-03-09 09:00 | 3 | 9 | 1.1 | 1.17 | 1.22 | 1.26 | 1.3 | 1.34 | 309 | 0.291 | 0.152 | 1
2025-03-09 10:00 | 3 | 10 | 1.41 | 1.48 | 1.54 | 1.59 | 1.62 | 1.67 | 322 | 0.243 | 0.13 | 1
2025-03-09 11:00 | 3 | 11 | 1.06 | 1.12 | 1.16 | 1.19 | 1.22 | 1.25 | 321 | 0.26 | 0.125 | 1
2025-03-09 12:00 | 3 | 12 | 1.08 | 1.14 | 1.18 | 1.21 | 1.24 | 1.28 | 314 | 0.27 | 0.125 | 1
2025-03-09 13:00 | 3 | 13 | 0.96 | 1 | 1.04 | 1.06 | 1.09 | 1.11 | 316 | 0.3 | 0.116 | 1
2025-03-09 14:00 | 3 | 14 | 0.53 | 0.56 | 0.58 | 0.59 | 0.6 | 0.62 | 300 | 0.3 | 0.114 | 1
2025-03-09 15:00 | 3 | 15 | 0.47 | 0.5 | 0.52 | 0.54 | 0.55 | 0.57 | 299 | 0.3 | 0.134 | 1
2025-03-09 16:00 | 3 | 16 | 0.65 | 0.69 | 0.71 | 0.74 | 0.76 | 0.78 | 299 | 0.3 | 0.141 | 1
2025-03-09 17:00 | 3 | 17 | 0.49 | 0.52 | 0.54 | 0.55 | 0.57 | 0.58 | 301 | 0.3 | 0.131 | 1
2025-03-09 18:00 | 3 | 18 | 0.47 | 0.49 | 0.51 | 0.52 | 0.54 | 0.55 | 302 | 0.3 | 0.127 | 1
2025-03-09 19:00 | 3 | 19 | 0.89 | 0.94 | 0.98 | 1.01 | 1.03 | 1.06 | 309 | 0.3 | 0.129 | 1
2025-03-09 20:00 | 3 | 20 | 0.8 | 0.85 | 0.89 | 0.92 | 0.94 | 0.98 | 315 | 0.3 | 0.15 | 1
2025-03-09 21:00 | 3 | 21 | 0.84 | 0.89 | 0.93 | 0.96 | 0.98 | 1.01 | 318 | 0.3 | 0.136 | 1
2025-03-09 22:00 | 3 | 22 | 0.8 | 0.84 | 0.87 | 0.89 | 0.91 | 0.93 | 332 | 0.3 | 0.112 | 1
2025-03-09 23:00 | 3 | 23 | 1.16 | 1.22 | 1.26 | 1.3 | 1.33 | 1.36 | 320 | 0.299 | 0.126 | 1
2025-03-10 00:00 | 3 | 0 | 1.42 | 1.49 | 1.55 | 1.59 | 1.63 | 1.67 | 320 | 0.254 | 0.123 | 1
2025-03-10 01:00 | 3 | 1 | 1.05 | 1.1 | 1.14 | 1.18 | 1.2 | 1.24 | 313 | 0.283 | 0.126 | 1
2025-03-10 02:00 | 3 | 2 | 1.09 | 1.14 | 1.18 | 1.21 | 1.24 | 1.27 | 324 | 0.3 | 0.116 | 1
2025-03-10 03:00 | 3 | 3 | 0.59 | 0.62 | 0.64 | 0.65 | 0.66 | 0.68 | 314 | 0.3 | 0.102 | 1
2025-03-10 04:00 | 3 | 4 | 0.74 | 0.78 | 0.8 | 0.82 | 0.83 | 0.85 | 317 | 0.3 | 0.106 | 1
2025-03-10 05:00 | 3 | 5 | 0.6 | 0.63 | 0.65 | 0.66 | 0.67 | 0.69 | 314 | 0.3 | 0.098 | 1
2025-03-10 06:00 | 3 | 6 | 0.46 | 0.48 | 0.49 | 0.5 | 0.51 | 0.52 | 299 | 0.3 | 0.102 | 1
2025-03-10 07:00 | 3 | 7 | 0.19 | 0.2 | 0.21 | 0.21 | 0.21 | 0.22 | 300 | 0.3 | 0.095 | 1
2025-03-10 08:00 | 3 | 8 | 0.23 | 0.24 | 0.25 | 0.25 | 0.25 | 0.26 | 310 | 0.3 | 0.076 | 1
2025-03-10 09:00 | 3 | 9 | 0.35 | 0.36 | 0.37 | 0.38 | 0.39 | 0.4 | 308 | 0.3 | 0.092 | 1
2025-03-10 10:00 | 3 | 10 | 0.59 | 0.61 | 0.62 | 0.63 | 0.64 | 0.66 | 305 | 0.3 | 0.086 | 1
2025-03-10 11:00 | 3 | 11 | 0.76 | 0.8 | 0.83 | 0.85 | 0.87 | 0.89 | 305 | 0.3 | 0.112 | 1
2025-03-10 12:00 | 3 | 12 | 0.88 | 0.92 | 0.95 | 0.97 | 0.99 | 1.01 | 307 | 0.3 | 0.104 | 1
2025-03-10 13:00 | 3 | 13 | 0.71 | 0.74 | 0.76 | 0.78 | 0.8 | 0.82 | 313 | 0.289 | 0.116 | 1
2025-03-10 14:00 | 3 | 14 | 0.85 | 0.9 | 0.93 | 0.95 | 0.98 | 1 | 319 | 0.3 | 0.124 | 1
2025-03-10 15:00 | 3 | 15 | 0.92 | 0.96 | 1 | 1.02 | 1.05 | 1.07 | 322 | 0.3 | 0.118 | 1
2025-03-10 16:00 | 3 | 16 | 1 | 1.05 | 1.08 | 1.11 | 1.13 | 1.16 | 322 | 0.288 | 0.111 | 1
2025-03-10 17:00 | 3 | 17 | 1.12 | 1.17 | 1.21 | 1.24 | 1.27 | 1.3 | 323 | 0.28 | 0.115 | 1
2025-03-10 18:00 | 3 | 18 | 1.53 | 1.6 | 1.65 | 1.69 | 1.72 | 1.76 | 322 | 0.243 | 0.105 | 1
2025-03-10 19:00 | 3 | 19 | 1.62 | 1.69 | 1.74 | 1.78 | 1.81 | 1.85 | 316 | 0.23 | 0.1 | 1
2025-03-10 20:00 | 3 | 20 | 1.63 | 1.71 | 1.77 | 1.81 | 1.85 | 1.9 | 312 | 0.206 | 0.12 | 1
2025-03-10 21:00 | 3 | 21 | 1.65 | 1.74 | 1.8 | 1.85 | 1.89 | 1.95 | 310 | 0.23 | 0.125 | 1
2025-03-10 22:00 | 3 | 22 | 1.18 | 1.24 | 1.28 | 1.32 | 1.35 | 1.38 | 316 | 0.265 | 0.117 | 1
2025-03-10 23:00 | 3 | 23 | 1.1 | 1.15 | 1.19 | 1.22 | 1.24 | 1.27 | 330 | 0.278 | 0.108 | 1
2025-03-11 00:00 | 3 | 0 | 1.17 | 1.23 | 1.27 | 1.31 | 1.34 | 1.38 | 341 | 0.264 | 0.128 | 1
2025-03-11 01:00 | 3 | 1 | 1 | 1.05 | 1.09 | 1.12 | 1.14 | 1.17 | 341 | 0.282 | 0.123 | 1
2025-03-11 02:00 | 3 | 2 | 0.88 | 0.93 | 0.97 | 1 | 1.03 | 1.06 | 339 | 0.3 | 0.144 | 1
2025-03-11 03:00 | 3 | 3 | 0.9 | 0.96 | 1 | 1.03 | 1.06 | 1.09 | 332 | 0.3 | 0.141 | 1
2025-03-11 04:00 | 3 | 4 | 0.75 | 0.79 | 0.83 | 0.85 | 0.87 | 0.9 | 331 | 0.3 | 0.143 | 1
2025-03-11 05:00 | 3 | 5 | 0.46 | 0.49 | 0.5 | 0.52 | 0.53 | 0.55 | 336 | 0.3 | 0.134 | 0
2025-03-11 06:00 | 3 | 6 | 0.5 | 0.53 | 0.55 | 0.57 | 0.59 | 0.61 | 341 | 0.3 | 0.157 | 1
2025-03-11 07:00 | 3 | 7 | 0.42 | 0.45 | 0.47 | 0.48 | 0.5 | 0.51 | 351 | 0.3 | 0.153 | 1
2025-03-11 08:00 | 3 | 8 | 0.43 | 0.46 | 0.48 | 0.5 | 0.52 | 0.54 | 355 | 0.3 | 0.165 | 1
2025-03-11 09:00 | 3 | 9 | 0.46 | 0.49 | 0.51 | 0.53 | 0.54 | 0.56 | 354 | 0.3 | 0.151 | 1
2025-03-11 10:00 | 3 | 10 | 0.98 | 1.04 | 1.09 | 1.12 | 1.16 | 1.2 | 355 | 0.3 | 0.154 | 1
2025-03-11 11:00 | 3 | 11 | 0.97 | 1.03 | 1.06 | 1.09 | 1.12 | 1.15 | 350 | 0.3 | 0.125 | 1
2025-03-11 12:00 | 3 | 12 | 1.62 | 1.69 | 1.74 | 1.78 | 1.82 | 1.86 | 356 | 0.243 | 0.103 | 1
2025-03-11 13:00 | 3 | 13 | 1.95 | 2.02 | 2.07 | 2.11 | 2.14 | 2.19 | 351 | 0.198 | 0.088 | 1
2025-03-11 14:00 | 3 | 14 | 2.16 | 2.23 | 2.29 | 2.33 | 2.36 | 2.41 | 345 | 0.207 | 0.084 | 0
2025-03-11 15:00 | 3 | 15 | 2.19 | 2.29 | 2.36 | 2.42 | 2.47 | 2.53 | 352 | 0.188 | 0.109 | 1
2025-03-11 16:00 | 3 | 16 | 2.4 | 2.5 | 2.57 | 2.62 | 2.67 | 2.73 | 351 | 0.177 | 0.097 | 1
2025-03-11 17:00 | 3 | 17 | 2.99 | 3.11 | 3.19 | 3.27 | 3.32 | 3.4 | 342 | 0.151 | 0.097 | 1
2025-03-11 18:00 | 3 | 18 | 2.56 | 2.67 | 2.75 | 2.81 | 2.86 | 2.93 | 337 | 0.133 | 0.103 | 1
2025-03-11 19:00 | 3 | 19 | 2.01 | 2.11 | 2.18 | 2.23 | 2.27 | 2.33 | 341 | 0.211 | 0.11 | 1
2025-03-11 20:00 | 3 | 20 | 1.41 | 1.48 | 1.54 | 1.58 | 1.61 | 1.66 | 350 | 0.238 | 0.12 | 1
2025-03-11 21:00 | 3 | 21 | 1.52 | 1.6 | 1.66 | 1.71 | 1.75 | 1.8 | 341 | 0.255 | 0.126 | 0
2025-03-11 22:00 | 3 | 22 | 0.74 | 0.79 | 0.82 | 0.85 | 0.87 | 0.9 | 344 | 0.3 | 0.148 | 1
2025-03-11 23:00 | 3 | 23 | 0.68 | 0.71 | 0.74 | 0.76 | 0.78 | 0.8 | 325 | 0.3 | 0.125 | 1
2025-03-12 00:00 | 3 | 0 | 0.55 | 0.57 | 0.6 | 0.61 | 0.63 | 0.64 | 321 | 0.3 | 0.125 | 1
2025-03-12 01:00 | 3 | 1 | 0.45 | 0.48 | 0.49 | 0.51 | 0.52 | 0.53 | 325 | 0.3 | 0.125 | 1
2025-03-12 02:00 | 3 | 2 | 0.65 | 0.68 | 0.7 | 0.72 | 0.74 | 0.75 | 315 | 0.3 | 0.114 | 1
2025-03-12 03:00 | 3 | 3 | 0.6 | 0.63 | 0.65 | 0.67 | 0.68 | 0.7 | 310 | 0.3 | 0.112 | 1
2025-03-12 04:00 | 3 | 4 | 0.5 | 0.52 | 0.54 | 0.56 | 0.57 | 0.58 | 307 | 0.3 | 0.119 | 1
2025-03-12 05:00 | 3 | 5 | 0.42 | 0.44 | 0.46 | 0.47 | 0.48 | 0.49 | 316 | 0.3 | 0.112 | 1
2025-03-12 06:00 | 3 | 6 | 0.38 | 0.39 | 0.41 | 0.42 | 0.43 | 0.44 | 319 | 0.3 | 0.114 | 1
2025-03-12 07:00 | 3 | 7 | 0.53 | 0.55 | 0.57 | 0.58 | 0.6 | 0.61 | 326 | 0.3 | 0.114 | 1
2025-03-12 08:00 | 3 | 8 | 0.59 | 0.62 | 0.64 | 0.65 | 0.66 | 0.68 | 312 | 0.3 | 0.105 | 1
2025-03-12 09:00 | 3 | 9 | 0.73 | 0.76 | 0.78 | 0.8 | 0.81 | 0.83 | 307 | 0.3 | 0.092 | 1
2025-03-12 10:00 | 3 | 10 | 0.96 | 0.99 | 1.01 | 1.03 | 1.04 | 1.06 | 300 | 0.3 | 0.078 | 1
2025-03-12 11:00 | 3 | 11 | 1.17 | 1.19 | 1.21 | 1.22 | 1.23 | 1.24 | 302 | 0.277 | 0.049 | 1
2025-03-12 12:00 | 3 | 12 | 1.37 | 1.4 | 1.42 | 1.44 | 1.45 | 1.47 | 310 | 0.292 | 0.053 | 1
2025-03-12 13:00 | 3 | 13 | 1.76 | 1.8 | 1.84 | 1.86 | 1.88 | 1.91 | 313 | 0.243 | 0.061 | 1
2025-03-12 14:00 | 3 | 14 | 1.18 | 1.21 | 1.23 | 1.25 | 1.26 | 1.28 | 319 | 0.256 | 0.062 | 1
2025-03-12 15:00 | 3 | 15 | 1.13 | 1.16 | 1.19 | 1.2 | 1.22 | 1.24 | 321 | 0.272 | 0.065 | 1
2025-03-12 16:00 | 3 | 16 | 1.18 | 1.21 | 1.24 | 1.26 | 1.28 | 1.3 | 311 | 0.259 | 0.077 | 0
2025-03-12 17:00 | 3 | 17 | 1.65 | 1.69 | 1.73 | 1.75 | 1.77 | 1.8 | 309 | 0.227 | 0.068 | 1
2025-03-12 18:00 | 3 | 18 | 1.4 | 1.44 | 1.47 | 1.49 | 1.5 | 1.53 | 314 | 0.254 | 0.063 | 1
2025-03-12 19:00 | 3 | 19 | 1.15 | 1.19 | 1.22 | 1.25 | 1.27 | 1.29 | 311 | 0.277 | 0.091 | 1
2025-03-12 20:00 | 3 | 20 | 1.38 | 1.43 | 1.47 | 1.49 | 1.52 | 1.54 | 301 | 0.253 | 0.082 | 1
2025-03-12 21:00 | 3 | 21 | 1.41 | 1.46 | 1.51 | 1.54 | 1.56 | 1.6 | 304 | 0.245 | 0.094 | 1
2025-03-12 22:00 | 3 | 22 | 2.06 | 2.15 | 2.22 | 2.27 | 2.32 | 2.37 | 297 | 0.167 | 0.108 | 1
2025-03-12 23:00 | 3 | 23 | 1.6 | 1.67 | 1.72 | 1.76 | 1.8 | 1.84 | 301 | 0.205 | 0.107 | 1
2025-03-13 00:00 | 3 | 0 | 1.22 | 1.27 | 1.31 | 1.34 | 1.37 | 1.4 | 295 | 0.279 | 0.108 | 1
2025-03-13 01:00 | 3 | 1 | 1.78 | 1.87 | 1.93 | 1.98 | 2.02 | 2.07 | 302 | 0.204 | 0.113 | 1
2025-03-13 02:00 | 3 | 2 | 1.09 | 1.14 | 1.17 | 1.2 | 1.23 | 1.26 | 306 | 0.3 | 0.11 | 1
2025-03-13 03:00 | 3 | 3 | 1.74 | 1.83 | 1.89 | 1.94 | 1.98 | 2.03 | 312 | 0.218 | 0.114 | 1
2025-03-13 04:00 | 3 | 4 | 1.97 | 2.06 | 2.13 | 2.18 | 2.23 | 2.28 | 314 | 0.193 | 0.112 | 1
2025-03-13 05:00 | 3 | 5 | 1.85 | 1.93 | 1.98 | 2.03 | 2.07 | 2.11 | 322 | 0.23 | 0.1 | 1
2025-03-13 06:00 | 3 | 6 | 1.69 | 1.77 | 1.83 | 1.88 | 1.92 | 1.97 | 330 | 0.208 | 0.114 | 1
2025-03-13 07:00 | 3 | 7 | 1.56 | 1.63 | 1.68 | 1.72 | 1.76 | 1.8 | 336 | 0.233 | 0.109 | 1
2025-03-13 08:00 | 3 | 8 | 2.53 | 2.63 | 2.7 | 2.75 | 2.8 | 2.86 | 332 | 0.146 | 0.091 | 1
2025-03-13 09:00 | 3 | 9 | 2.28 | 2.37 | 2.44 | 2.5 | 2.54 | 2.6 | 330 | 0.181 | 0.098 | 1
2025-03-13 10:00 | 3 | 10 | 2.55 | 2.64 | 2.7 | 2.75 | 2.79 | 2.84 | 322 | 0.173 | 0.081 | 1
2025-03-13 11:00 | 3 | 11 | 1.88 | 1.94 | 1.97 | 2.01 | 2.03 | 2.06 | 326 | 0.225 | 0.07 | 1
2025-03-13 12:00 | 3 | 12 | 2.12 | 2.19 | 2.24 | 2.28 | 2.32 | 2.36 | 325 | 0.189 | 0.08 | 1
2025-03-13 13:00 | 3 | 13 | 2.3 | 2.37 | 2.42 | 2.45 | 2.49 | 2.52 | 333 | 0.169 | 0.07 | 1
2025-03-13 14:00 | 3 | 14 | 2.69 | 2.77 | 2.82 | 2.87 | 2.9 | 2.95 | 324 | 0.152 | 0.071 | 1
2025-03-13 15:00 | 3 | 15 | 2.3 | 2.38 | 2.43 | 2.48 | 2.52 | 2.56 | 332 | 0.172 | 0.081 | 1
2025-03-13 16:00 | 3 | 16 | 2.4 | 2.48 | 2.53 | 2.58 | 2.61 | 2.66 | 334 | 0.182 | 0.077 | 1
2025-03-13 17:00 | 3 | 17 | 2.64 | 2.69 | 2.73 | 2.76 | 2.79 | 2.82 | 330 | 0.135 | 0.049 | 1
2025-03-13 18:00 | 3 | 18 | 1.79 | 1.84 | 1.88 | 1.9 | 1.93 | 1.96 | 335 | 0.196 | 0.066 | 1
2025-03-13 19:00 | 3 | 19 | 1.92 | 1.97 | 2 | 2.03 | 2.05 | 2.08 | 340 | 0.194 | 0.06 | 1
2025-03-13 20:00 | 3 | 20 | 2.4 | 2.48 | 2.53 | 2.57 | 2.61 | 2.65 | 337 | 0.157 | 0.075 | 1
2025-03-13 21:00 | 3 | 21 | 1.91 | 2 | 2.06 | 2.1 | 2.14 | 2.19 | 327 | 0.2 | 0.104 | 1
2025-03-13 22:00 | 3 | 22 | 2.12 | 2.21 | 2.28 | 2.33 | 2.38 | 2.43 | 325 | 0.198 | 0.105 | 1
2025-03-13 23:00 | 3 | 23 | 2.43 | 2.54 | 2.61 | 2.67 | 2.73 | 2.79 | 316 | 0.145 | 0.104 | 1
2025-03-14 00:00 | 3 | 0 | 2.63 | 2.74 | 2.81 | 2.88 | 2.93 | 2.99 | 317 | 0.152 | 0.098 | 1
2025-03-14 01:00 | 3 | 1 | 2.27 | 2.37 | 2.45 | 2.51 | 2.56 | 2.62 | 323 | 0.156 | 0.108 | 1
2025-03-14 02:00 | 3 | 2 | 2.05 | 2.15 | 2.22 | 2.28 | 2.33 | 2.39 | 322 | 0.192 | 0.118 | 1
2025-03-14 03:00 | 3 | 3 | 2.51 | 2.62 | 2.71 | 2.78 | 2.84 | 2.91 | 313 | 0.161 | 0.113 | 1
2025-03-14 04:00 | 3 | 4 | 2.82 | 2.94 | 3.03 | 3.11 | 3.17 | 3.25 | 318 | 0.144 | 0.107 | 1
2025-03-14 05:00 | 3 | 5 | 4.01 | 4.16 | 4.28 | 4.37 | 4.45 | 4.55 | 301 | 0.109 | 0.096 | 1
2025-03-14 06:00 | 3 | 6 | 3.7 | 3.86 | 3.98 | 4.07 | 4.15 | 4.25 | 297 | 0.141 | 0.105 | 1
2025-03-14 07:00 | 3 | 7 | 3.55 | 3.71 | 3.83 | 3.93 | 4.01 | 4.11 | 301 | 0.169 | 0.109 | 1
2025-03-14 08:00 | 3 | 8 | 3.36 | 3.53 | 3.65 | 3.75 | 3.83 | 3.94 | 306 | 0.158 | 0.12 | 1
2025-03-14 09:00 | 3 | 9 | 3.38 | 3.54 | 3.66 | 3.76 | 3.84 | 3.94 | 312 | 0.137 | 0.116 | 1
2025-03-14 10:00 | 3 | 10 | 3.81 | 3.98 | 4.1 | 4.21 | 4.29 | 4.39 | 305 | 0.133 | 0.108 | 1
2025-03-14 11:00 | 3 | 11 | 3.76 | 3.93 | 4.06 | 4.16 | 4.24 | 4.34 | 315 | 0.126 | 0.109 | 1
2025-03-14 12:00 | 3 | 12 | 3.66 | 3.82 | 3.94 | 4.04 | 4.12 | 4.21 | 324 | 0.131 | 0.106 | 1
2025-03-14 13:00 | 3 | 13 | 4.22 | 4.39 | 4.52 | 4.63 | 4.71 | 4.82 | 322 | 0.145 | 0.1 | 1
2025-03-14 14:00 | 3 | 14 | 3.73 | 3.88 | 4 | 4.09 | 4.17 | 4.26 | 310 | 0.124 | 0.102 | 1
2025-03-14 15:00 | 3 | 15 | 3.8 | 3.93 | 4.03 | 4.11 | 4.18 | 4.26 | 303 | 0.15 | 0.087 | 1
2025-03-14 16:00 | 3 | 16 | 3.83 | 3.98 | 4.1 | 4.18 | 4.26 | 4.35 | 294 | 0.129 | 0.096 | 1
2025-03-14 17:00 | 3 | 17 | 3.99 | 4.15 | 4.27 | 4.37 | 4.45 | 4.54 | 296 | 0.125 | 0.098 | 1
2025-03-14 18:00 | 3 | 18 | 4.25 | 4.44 | 4.57 | 4.68 | 4.77 | 4.89 | 307 | 0.118 | 0.105 | 1
2025-03-14 19:00 | 3 | 19 | 4.66 | 4.85 | 4.99 | 5.11 | 5.2 | 5.32 | 311 | 0.117 | 0.101 | 1
2025-03-14 20:00 | 3 | 20 | 3.2 | 3.36 | 3.47 | 3.56 | 3.64 | 3.74 | 317 | 0.178 | 0.117 | 1
2025-03-14 21:00 | 3 | 21 | 2.95 | 3.09 | 3.19 | 3.28 | 3.35 | 3.44 | 327 | 0.171 | 0.117 | 1
2025-03-14 22:00 | 3 | 22 | 2.57 | 2.69 | 2.77 | 2.83 | 2.89 | 2.96 | 322 | 0.152 | 0.106 | 1
2025-03-14 23:00 | 3 | 23 | 1.94 | 2.04 | 2.12 | 2.18 | 2.23 | 2.29 | 324 | 0.216 | 0.125 | 1
2025-03-15 00:00 | 3 | 0 | 1.74 | 1.85 | 1.94 | 2 | 2.06 | 2.13 | 332 | 0.218 | 0.149 | 1
2025-03-15 01:00 | 3 | 1 | 2.03 | 2.15 | 2.24 | 2.31 | 2.37 | 2.44 | 327 | 0.202 | 0.139 | 1
2025-03-15 02:00 | 3 | 2 | 1.89 | 1.99 | 2.07 | 2.13 | 2.18 | 2.25 | 328 | 0.202 | 0.132 | 1
2025-03-15 03:00 | 3 | 3 | 2.1 | 2.22 | 2.31 | 2.38 | 2.44 | 2.51 | 340 | 0.172 | 0.135 | 1
2025-03-15 04:00 | 3 | 4 | 1.87 | 1.97 | 2.04 | 2.11 | 2.16 | 2.22 | 341 | 0.199 | 0.132 | 1
2025-03-15 05:00 | 3 | 5 | 1.68 | 1.76 | 1.82 | 1.87 | 1.91 | 1.97 | 343 | 0.183 | 0.118 | 1
2025-03-15 06:00 | 3 | 6 | 1.92 | 2 | 2.06 | 2.1 | 2.14 | 2.19 | 352 | 0.207 | 0.098 | 1
2025-03-15 07:00 | 3 | 7 | 2.12 | 2.22 | 2.29 | 2.35 | 2.4 | 2.46 | 3 | 0.182 | 0.112 | 0
2025-03-15 08:00 | 3 | 8 | 1.65 | 1.72 | 1.77 | 1.81 | 1.85 | 1.89 | 2 | 0.19 | 0.1 | 1
2025-03-15 09:00 | 3 | 9 | 2.06 | 2.13 | 2.19 | 2.23 | 2.27 | 2.31 | 348 | 0.205 | 0.086 | 1
2025-03-15 10:00 | 3 | 10 | 2.03 | 2.11 | 2.16 | 2.21 | 2.25 | 2.29 | 353 | 0.204 | 0.092 | 1
2025-03-15 11:00 | 3 | 11 | 2.32 | 2.4 | 2.47 | 2.52 | 2.56 | 2.61 | 357 | 0.159 | 0.09 | 1
2025-03-15 12:00 | 3 | 12 | 2.61 | 2.69 | 2.75 | 2.8 | 2.84 | 2.89 | 1 | 0.177 | 0.076 | 1
2025-03-15 13:00 | 3 | 13 | 3.02 | 3.15 | 3.23 | 3.3 | 3.36 | 3.44 | 352 | 0.139 | 0.097 | 1
2025-03-15 14:00 | 3 | 14 | 2.59 | 2.7 | 2.77 | 2.84 | 2.89 | 2.95 | 343 | 0.154 | 0.1 | 1
2025-03-15 15:00 | 3 | 15 | 2.7 | 2.8 | 2.88 | 2.94 | 2.99 | 3.06 | 349 | 0.159 | 0.095 | 1
2025-03-15 16:00 | 3 | 16 | 3.53 | 3.66 | 3.76 | 3.83 | 3.9 | 3.98 | 351 | 0.136 | 0.091 | 1
2025-03-15 17:00 | 3 | 17 | 4.27 | 4.44 | 4.56 | 4.66 | 4.74 | 4.84 | 347 | 0.136 | 0.095 | 1
2025-03-15 18:00 | 3 | 18 | 4.35 | 4.52 | 4.64 | 4.74 | 4.82 | 4.92 | 355 | 0.123 | 0.093 | 1
2025-03-15 19:00 | 3 | 19 | 3.87 | 4.01 | 4.12 | 4.2 | 4.27 | 4.36 | 355 | 0.146 | 0.089 | 1
2025-03-15 20:00 | 3 | 20 | 4.04 | 4.19 | 4.29 | 4.38 | 4.45 | 4.53 | 352 | 0.13 | 0.087 | 1
2025-03-15 21:00 | 3 | 21 | 4.17 | 4.31 | 4.42 | 4.5 | 4.56 | 4.65 | 352 | 0.112 | 0.081 | 1
2025-03-15 22:00 | 3 | 22 | 3.65 | 3.75 | 3.82 | 3.88 | 3.92 | 3.98 | 339 | 0.15 | 0.066 | 1
2025-03-15 23:00 | 3 | 23 | 3.75 | 3.88 | 3.98 | 4.06 | 4.12 | 4.2 | 353 | 0.124 | 0.085 | 1
2025-03-16 00:00 | 3 | 0 | 4.14 | 4.35 | 4.5 | 4.63 | 4.73 | 4.86 | 355 | 0.108 | 0.12 | 0
2025-03-16 01:00 | 3 | 1 | 3.68 | 3.86 | 4 | 4.11 | 4.2 | 4.31 | 348 | 0.125 | 0.121 | 1
2025-03-16 02:00 | 3 | 2 | 3.25 | 3.4 | 3.51 | 3.6 | 3.67 | 3.76 | 356 | 0.119 | 0.111 | 1
2025-03-16 03:00 | 3 | 3 | 3.63 | 3.8 | 3.93 | 4.03 | 4.11 | 4.21 | 358 | 0.172 | 0.113 | 1
2025-03-16 04:00 | 3 | 4 | 3.24 | 3.37 | 3.47 | 3.55 | 3.61 | 3.69 | 355 | 0.126 | 0.097 | 1
2025-03-16 05:00 | 3 | 5 | 2.11 | 2.19 | 2.26 | 2.31 | 2.35 | 2.4 | 350 | 0.153 | 0.098 | 1
2025-03-16 06:00 | 3 | 6 | 1.51 | 1.57 | 1.62 | 1.66 | 1.69 | 1.73 | 342 | 0.246 | 0.103 | 1
2025-03-16 07:00 | 3 | 7 | 1.4 | 1.46 | 1.5 | 1.53 | 1.56 | 1.59 | 327 | 0.248 | 0.095 | 1
2025-03-16 08:00 | 3 | 8 | 0.89 | 0.92 | 0.94 | 0.96 | 0.97 | 0.99 | 329 | 0.3 | 0.081 | 1
2025-03-16 09:00 | 3 | 9 | 1.08 | 1.11 | 1.13 | 1.15 | 1.17 | 1.18 | 335 | 0.284 | 0.073 | 1
2025-03-16 10:00 | 3 | 10 | 1.02 | 1.07 | 1.1 | 1.12 | 1.14 | 1.16 | 346 | 0.282 | 0.098 | 1
2025-03-16 11:00 | 3 | 11 | 0.81 | 0.84 | 0.86 | 0.88 | 0.9 | 0.92 | 347 | 0.3 | 0.101 | 1
2025-03-16 12:00 | 3 | 12 | 0.99 | 1.03 | 1.05 | 1.08 | 1.1 | 1.12 | 344 | 0.3 | 0.096 | 1
2025-03-16 13:00 | 3 | 13 | 0.51 | 0.53 | 0.55 | 0.56 | 0.57 | 0.58 | 340 | 0.3 | 0.107 | 1
2025-03-16 14:00 | 3 | 14 | 0.72 | 0.75 | 0.78 | 0.8 | 0.81 | 0.83 | 340 | 0.3 | 0.114 | 1
2025-03-16 15:00 | 3 | 15 | 0.98 | 1.02 | 1.05 | 1.07 | 1.09 | 1.12 | 328 | 0.3 | 0.102 | 1
2025-03-16 16:00 | 3 | 16 | 0.89 | 0.93 | 0.95 | 0.98 | 1 | 1.02 | 333 | 0.3 | 0.105 | 1
2025-03-16 17:00 | 3 | 17 | 0.77 | 0.8 | 0.82 | 0.84 | 0.86 | 0.88 | 345 | 0.3 | 0.103 | 1
2025-03-16 18:00 | 3 | 18 | 1.5 | 1.57 | 1.62 | 1.66 | 1.69 | 1.73 | 338 | 0.22 | 0.108 | 1
2025-03-16 19:00 | 3 | 19 | 2.26 | 2.37 | 2.45 | 2.52 | 2.57 | 2.64 | 341 | 0.164 | 0.117 | 1
2025-03-16 20:00 | 3 | 20 | 2.7 | 2.83 | 2.93 | 3 | 3.07 | 3.15 | 340 | 0.167 | 0.116 | 1
2025-03-16 21:00 | 3 | 21 | 2.81 | 2.95 | 3.06 | 3.15 | 3.22 | 3.31 | 338 | 0.157 | 0.125 | 1
2025-03-16 22:00 | 3 | 22 | 2.87 | 3.04 | 3.17 | 3.27 | 3.36 | 3.47 | 341 | 0.162 | 0.142 | 1
2025-03-16 23:00 | 3 | 23 | 3.97 | 4.2 | 4.38 | 4.52 | 4.64 | 4.79 | 336 | 0.127 | 0.143 | 1
2025-03-17 00:00 | 3 | 0 | 3.54 | 3.75 | 3.9 | 4.03 | 4.13 | 4.26 | 332 | 0.155 | 0.141 | 1
2025-03-17 01:00 | 3 | 1 | 3.77 | 3.99 | 4.15 | 4.29 | 4.4 | 4.54 | 328 | 0.146 | 0.139 | 1
2025-03-17 02:00 | 3 | 2 | 4.7 | 4.95 | 5.13 | 5.28 | 5.4 | 5.55 | 324 | 0.096 | 0.126 | 1
2025-03-17 03:00 | 3 | 3 | 5.31 | 5.58 | 5.78 | 5.94 | 6.07 | 6.24 | 329 | 0.144 | 0.122 | 1
2025-03-17 04:00 | 3 | 4 | 4.43 | 4.67 | 4.85 | 4.99 | 5.11 | 5.26 | 316 | 0.135 | 0.13 | 1
2025-03-17 05:00 | 3 | 5 | 3.84 | 4.04 | 4.2 | 4.32 | 4.42 | 4.55 | 330 | 0.121 | 0.128 | 1
2025-03-17 06:00 | 3 | 6 | 4.44 | 4.68 | 4.86 | 5 | 5.12 | 5.28 | 311 | 0.129 | 0.131 | 1
2025-03-17 07:00 | 3 | 7 | 4.16 | 4.36 | 4.51 | 4.63 | 4.74 | 4.86 | 329 | 0.15 | 0.118 | 1
2025-03-17 08:00 | 3 | 8 | 4.97 | 5.24 | 5.44 | 5.6 | 5.73 | 5.9 | 339 | 0.106 | 0.131 | 1
2025-03-17 09:00 | 3 | 9 | 4.61 | 4.88 | 5.08 | 5.24 | 5.38 | 5.55 | 346 | 0.122 | 0.14 | 1
2025-03-17 10:00 | 3 | 10 | 5.23 | 5.49 | 5.69 | 5.84 | 5.97 | 6.13 | 349 | 0.124 | 0.121 | 1
2025-03-17 11:00 | 3 | 11 | 5.4 | 5.66 | 5.85 | 6.01 | 6.14 | 6.3 | 350 | 0.112 | 0.116 | 1
2025-03-17 12:00 | 3 | 12 | 5.93 | 6.22 | 6.44 | 6.61 | 6.75 | 6.93 | 349 | 0.118 | 0.118 | 1
2025-03-17 13:00 | 3 | 13 | 6.96 | 7.27 | 7.5 | 7.69 | 7.84 | 8.03 | 349 | 0.103 | 0.108 | 1
2025-03-17 14:00 | 3 | 14 | 7.73 | 8.08 | 8.33 | 8.54 | 8.71 | 8.92 | 350 | 0.102 | 0.108 | 1
2025-03-17 15:00 | 3 | 15 | 7.81 | 8.18 | 8.46 | 8.68 | 8.86 | 9.09 | 348 | 0.124 | 0.115 | 1
2025-03-17 16:00 | 3 | 16 | 7.56 | 7.93 | 8.21 | 8.43 | 8.61 | 8.84 | 354 | 0.107 | 0.119 | 1
2025-03-17 17:00 | 3 | 17 | 8.44 | 8.88 | 9.21 | 9.47 | 9.69 | 9.96 | 343 | 0.112 | 0.125 | 1
2025-03-17 18:00 | 3 | 18 | 8.41 | 8.79 | 9.07 | 9.3 | 9.49 | 9.72 | 340 | 0.107 | 0.11 | 1
2025-03-17 19:00 | 3 | 19 | 7.3 | 7.6 | 7.82 | 7.99 | 8.14 | 8.32 | 332 | 0.112 | 0.099 | 1
2025-03-17 20:00 | 3 | 20 | 6.96 | 7.22 | 7.4 | 7.55 | 7.67 | 7.82 | 329 | 0.115 | 0.088 | 1
2025-03-17 21:00 | 3 | 21 | 6.28 | 6.49 | 6.64 | 6.76 | 6.86 | 6.99 | 329 | 0.134 | 0.08 | 1
2025-03-17 22:00 | 3 | 22 | 7.08 | 7.31 | 7.49 | 7.63 | 7.74 | 7.89 | 330 | 0.091 | 0.082 | 1
2025-03-17 23:00 | 3 | 23 | 5.86 | 6.01 | 6.12 | 6.21 | 6.28 | 6.37 | 332 | 0.141 | 0.063 | 1
2025-03-18 00:00 | 3 | 0 | 4.34 | 4.45 | 4.53 | 4.6 | 4.65 | 4.72 | 329 | 0.143 | 0.064 | 1
2025-03-18 01:00 | 3 | 1 | 4.29 | 4.39 | 4.46 | 4.52 | 4.57 | 4.63 | 341 | 0.161 | 0.059 | 1
2025-03-18 02:00 | 3 | 2 | 3.93 | 4.02 | 4.09 | 4.14 | 4.18 | 4.24 | 341 | 0.142 | 0.057 | 1
2025-03-18 03:00 | 3 | 3 | 2.86 | 2.96 | 3.03 | 3.08 | 3.13 | 3.19 | 344 | 0.187 | 0.082 | 1
2025-03-18 04:00 | 3 | 4 | 2.51 | 2.6 | 2.66 | 2.71 | 2.75 | 2.8 | 341 | 0.169 | 0.084 | 1
2025-03-18 05:00 | 3 | 5 | 3.43 | 3.53 | 3.6 | 3.65 | 3.7 | 3.76 | 350 | 0.149 | 0.068 | 1
2025-03-18 06:00 | 3 | 6 | 4.01 | 4.12 | 4.19 | 4.25 | 4.3 | 4.37 | 347 | 0.137 | 0.064 | 1
2025-03-18 07:00 | 3 | 7 | 3.83 | 3.94 | 4.02 | 4.08 | 4.14 | 4.2 | 345 | 0.115 | 0.069 | 1
2025-03-18 08:00 | 3 | 8 | 3.94 | 4.06 | 4.14 | 4.21 | 4.27 | 4.34 | 342 | 0.118 | 0.073 | 1
2025-03-18 09:00 | 3 | 9 | 4.07 | 4.21 | 4.31 | 4.38 | 4.45 | 4.53 | 329 | 0.138 | 0.082 | 1
2025-03-18 10:00 | 3 | 10 | 5.57 | 5.7 | 5.8 | 5.87 | 5.94 | 6.02 | 329 | 0.115 | 0.059 | 1
2025-03-18 11:00 | 3 | 11 | 5.69 | 5.83 | 5.93 | 6.02 | 6.08 | 6.17 | 330 | 0.092 | 0.061 | 1
2025-03-18 12:00 | 3 | 12 | 4.75 | 4.85 | 4.93 | 4.99 | 5.04 | 5.1 | 333 | 0.112 | 0.054 | 1
2025-03-18 13:00 | 3 | 13 | 4.63 | 4.7 | 4.76 | 4.8 | 4.84 | 4.88 | 331 | 0.14 | 0.04 | 1
2025-03-18 14:00 | 3 | 14 | 5.51 | 5.6 | 5.66 | 5.71 | 5.76 | 5.81 | 341 | 0.117 | 0.04 | 1
2025-03-18 15:00 | 3 | 15 | 5.27 | 5.36 | 5.44 | 5.49 | 5.54 | 5.6 | 340 | 0.126 | 0.046 | 1
2025-03-18 16:00 | 3 | 16 | 4.52 | 4.62 | 4.7 | 4.75 | 4.8 | 4.86 | 326 | 0.099 | 0.055 | 1
2025-03-18 17:00 | 3 | 17 | 4.36 | 4.49 | 4.58 | 4.66 | 4.72 | 4.8 | 323 | 0.149 | 0.073 | 1
2025-03-18 18:00 | 3 | 18 | 4.35 | 4.47 | 4.56 | 4.63 | 4.69 | 4.76 | 324 | 0.094 | 0.068 | 1
2025-03-18 19:00 | 3 | 19 | 4.98 | 5.1 | 5.19 | 5.26 | 5.32 | 5.39 | 333 | 0.127 | 0.061 | 1
2025-03-18 20:00 | 3 | 20 | 5.46 | 5.62 | 5.74 | 5.84 | 5.92 | 6.01 | 345 | 0.081 | 0.073 | 1
2025-03-18 21:00 | 3 | 21 | 5.64 | 5.8 | 5.91 | 6 | 6.08 | 6.17 | 344 | 0.13 | 0.069 | 1
2025-03-18 22:00 | 3 | 22 | 5.77 | 5.96 | 6.11 | 6.22 | 6.31 | 6.43 | 346 | 0.124 | 0.082 | 1
2025-03-18 23:00 | 3 | 23 | 5.55 | 5.72 | 5.85 | 5.95 | 6.03 | 6.13 | 347 | 0.115 | 0.075 | 0
2025-03-19 00:00 | 3 | 0 | 5.51 | 5.7 | 5.85 | 5.96 | 6.06 | 6.17 | 342 | 0.113 | 0.086 | 1
2025-03-19 01:00 | 3 | 1 | 5.1 | 5.27 | 5.39 | 5.49 | 5.57 | 5.67 | 333 | 0.112 | 0.081 | 1
2025-03-19 02:00 | 3 | 2 | 5 | 5.16 | 5.28 | 5.37 | 5.44 | 5.53 | 330 | 0.148 | 0.076 | 1
2025-03-19 03:00 | 3 | 3 | 5.14 | 5.34 | 5.48 | 5.59 | 5.69 | 5.81 | 336 | 0.131 | 0.092 | 1
2025-03-19 04:00 | 3 | 4 | 3.91 | 4.04 | 4.13 | 4.21 | 4.27 | 4.35 | 313 | 0.146 | 0.08 | 1
2025-03-19 05:00 | 3 | 5 | 4.09 | 4.24 | 4.36 | 4.45 | 4.52 | 4.61 | 296 | 0.128 | 0.091 | 1
2025-03-19 06:00 | 3 | 6 | 3.59 | 3.73 | 3.84 | 3.92 | 3.99 | 4.07 | 312 | 0.14 | 0.095 | 1
2025-03-19 07:00 | 3 | 7 | 3.28 | 3.41 | 3.5 | 3.57 | 3.64 | 3.71 | 309 | 0.128 | 0.093 | 1
2025-03-19 08:00 | 3 | 8 | 3.02 | 3.14 | 3.23 | 3.3 | 3.36 | 3.43 | 303 | 0.159 | 0.097 | 1
2025-03-19 09:00 | 3 | 9 | 3.09 | 3.19 | 3.27 | 3.33 | 3.38 | 3.44 | 318 | 0.165 | 0.081 | 1
2025-03-19 10:00 | 3 | 10 | 3.65 | 3.77 | 3.86 | 3.93 | 3.98 | 4.06 | 313 | 0.16 | 0.079 | 1
2025-03-19 11:00 | 3 | 11 | 3.61 | 3.72 | 3.79 | 3.86 | 3.91 | 3.97 | 317 | 0.145 | 0.073 | 1
2025-03-19 12:00 | 3 | 12 | 3.29 | 3.41 | 3.5 | 3.57 | 3.63 | 3.7 | 314 | 0.152 | 0.09 | 1
2025-03-19 13:00 | 3 | 13 | 4.09 | 4.23 | 4.33 | 4.42 | 4.48 | 4.57 | 329 | 0.124 | 0.084 | 1
2025-03-19 14:00 | 3 | 14 | 3.95 | 4.09 | 4.19 | 4.27 | 4.34 | 4.42 | 334 | 0.144 | 0.084 | 1
2025-03-19 15:00 | 3 | 15 | 4.56 | 4.75 | 4.89 | 5 | 5.1 | 5.21 | 334 | 0.106 | 0.101 | 1
2025-03-19 16:00 | 3 | 16 | 4.43 | 4.64 | 4.8 | 4.92 | 5.03 | 5.16 | 338 | 0.151 | 0.115 | 1
2025-03-19 17:00 | 3 | 17 | 4.67 | 4.88 | 5.03 | 5.15 | 5.25 | 5.38 | 334 | 0.101 | 0.106 | 1
2025-03-19 18:00 | 3 | 18 | 4.64 | 4.85 | 5.01 | 5.13 | 5.24 | 5.37 | 330 | 0.127 | 0.11 | 1
2025-03-19 19:00 | 3 | 19 | 3.99 | 4.18 | 4.33 | 4.45 | 4.55 | 4.67 | 318 | 0.138 | 0.12 | 1
2025-03-19 20:00 | 3 | 20 | 3.87 | 4.07 | 4.22 | 4.34 | 4.44 | 4.57 | 315 | 0.136 | 0.126 | 1
2025-03-19 21:00 | 3 | 21 | 4.19 | 4.41 | 4.57 | 4.7 | 4.81 | 4.95 | 317 | 0.139 | 0.127 | 1
2025-03-19 22:00 | 3 | 22 | 3.5 | 3.68 | 3.81 | 3.92 | 4 | 4.11 | 305 | 0.13 | 0.121 | 1
2025-03-19 23:00 | 3 | 23 | 4.28 | 4.48 | 4.63 | 4.75 | 4.85 | 4.98 | 300 | 0.134 | 0.114 | 1
2025-03-20 00:00 | 3 | 0 | 4.21 | 4.43 | 4.6 | 4.73 | 4.84 | 4.98 | 302 | 0.128 | 0.127 | 1
2025-03-20 01:00 | 3 | 1 | 3.98 | 4.21 | 4.38 | 4.51 | 4.63 | 4.77 | 311 | 0.109 | 0.137 | 1
2025-03-20 02:00 | 3 | 2 | 3.46 | 3.65 | 3.79 | 3.9 | 4 | 4.12 | 313 | 0.105 | 0.132 | 1
2025-03-20 03:00 | 3 | 3 | 3.21 | 3.35 | 3.46 | 3.55 | 3.62 | 3.71 | 314 | 0.14 | 0.11 | 1
2025-03-20 04:00 | 3 | 4 | 3.83 | 4 | 4.13 | 4.23 | 4.32 | 4.43 | 305 | 0.106 | 0.111 | 1
2025-03-20 05:00 | 3 | 5 | 4.2 | 4.43 | 4.6 | 4.74 | 4.85 | 5 | 309 | 0.165 | 0.132 | 1
2025-03-20 06:00 | 3 | 6 | 4.03 | 4.25 | 4.42 | 4.56 | 4.67 | 4.81 | 308 | 0.125 | 0.135 | 1
2025-03-20 07:00 | 3 | 7 | 3.38 | 3.55 | 3.68 | 3.79 | 3.88 | 3.99 | 313 | 0.122 | 0.126 | 1
2025-03-20 08:00 | 3 | 8 | 3.39 | 3.57 | 3.7 | 3.81 | 3.9 | 4.01 | 297 | 0.152 | 0.129 | 1
2025-03-20 09:00 | 3 | 9 | 3.48 | 3.65 | 3.77 | 3.88 | 3.96 | 4.07 | 293 | 0.149 | 0.119 | 1
2025-03-20 10:00 | 3 | 10 | 2.94 | 3.06 | 3.14 | 3.21 | 3.27 | 3.34 | 309 | 0.16 | 0.098 | 1
2025-03-20 11:00 | 3 | 11 | 3.2 | 3.33 | 3.42 | 3.49 | 3.56 | 3.63 | 304 | 0.151 | 0.096 | 1
2025-03-20 12:00 | 3 | 12 | 3.17 | 3.26 | 3.33 | 3.39 | 3.44 | 3.49 | 313 | 0.146 | 0.075 | 1
2025-03-20 13:00 | 3 | 13 | 2.84 | 2.93 | 2.99 | 3.04 | 3.08 | 3.13 | 328 | 0.14 | 0.073 | 1
2025-03-20 14:00 | 3 | 14 | 3.41 | 3.49 | 3.55 | 3.6 | 3.64 | 3.69 | 331 | 0.156 | 0.06 | 1
2025-03-20 15:00 | 3 | 15 | 2.98 | 3.05 | 3.11 | 3.15 | 3.18 | 3.23 | 313 | 0.146 | 0.062 | 1
2025-03-20 16:00 | 3 | 16 | 2.45 | 2.5 | 2.53 | 2.56 | 2.58 | 2.61 | 307 | 0.132 | 0.049 | 1
2025-03-20 17:00 | 3 | 17 | 2.59 | 2.63 | 2.66 | 2.69 | 2.71 | 2.73 | 294 | 0.159 | 0.04 | 1
2025-03-20 18:00 | 3 | 18 | 2.32 | 2.36 | 2.39 | 2.41 | 2.43 | 2.45 | 296 | 0.195 | 0.04 | 1
2025-03-20 19:00 | 3 | 19 | 2.79 | 2.86 | 2.92 | 2.96 | 2.99 | 3.03 | 301 | 0.17 | 0.062 | 1
2025-03-20 20:00 | 3 | 20 | 2.44 | 2.52 | 2.58 | 2.62 | 2.66 | 2.71 | 305 | 0.147 | 0.077 | 1
2025-03-20 21:00 | 3 | 21 | 2.35 | 2.44 | 2.5 | 2.55 | 2.59 | 2.64 | 319 | 0.168 | 0.086 | 1
2025-03-20 22:00 | 3 | 22 | 2.04 | 2.12 | 2.18 | 2.23 | 2.27 | 2.32 | 326 | 0.197 | 0.096 | 1
2025-03-20 23:00 | 3 | 23 | 2.43 | 2.52 | 2.59 | 2.64 | 2.69 | 2.74 | 326 | 0.178 | 0.091 | 1
2025-03-21 00:00 | 3 | 0 | 2.32 | 2.43 | 2.51 | 2.58 | 2.63 | 2.7 | 326 | 0.198 | 0.115 | 1
2025-03-21 01:00 | 3 | 1 | 1.34 | 1.4 | 1.44 | 1.48 | 1.51 | 1.55 | 317 | 0.251 | 0.11 | 1
2025-03-21 02:00 | 3 | 2 | 2.49 | 2.61 | 2.69 | 2.76 | 2.82 | 2.89 | 335 | 0.16 | 0.113 | 1
2025-03-21 03:00 | 3 | 3 | 2.03 | 2.12 | 2.19 | 2.24 | 2.29 | 2.35 | 333 | 0.167 | 0.111 | 1
2025-03-21 04:00 | 3 | 4 | 2.3 | 2.4 | 2.47 | 2.53 | 2.58 | 2.64 | 318 | 0.194 | 0.104 | 1
2025-03-21 05:00 | 3 | 5 | 2.44 | 2.55 | 2.63 | 2.7 | 2.75 | 2.82 | 320 | 0.165 | 0.112 | 1
2025-03-21 06:00 | 3 | 6 | 2.76 | 2.89 | 2.99 | 3.07 | 3.13 | 3.22 | 325 | 0.169 | 0.116 | 1
2025-03-21 07:00 | 3 | 7 | 2.53 | 2.64 | 2.73 | 2.8 | 2.86 | 2.93 | 325 | 0.173 | 0.111 | 1
2025-03-21 08:00 | 3 | 8 | 2.74 | 2.87 | 2.97 | 3.04 | 3.11 | 3.19 | 325 | 0.18 | 0.113 | 1
2025-03-21 09:00 | 3 | 9 | 2.55 | 2.69 | 2.8 | 2.88 | 2.95 | 3.04 | 338 | 0.186 | 0.132 | 1
2025-03-21 10:00 | 3 | 10 | 2.32 | 2.44 | 2.53 | 2.6 | 2.66 | 2.74 | 343 | 0.182 | 0.126 | 1
2025-03-21 11:00 | 3 | 11 | 2.03 | 2.14 | 2.22 | 2.29 | 2.34 | 2.41 | 332 | 0.16 | 0.13 | 1
2025-03-21 12:00 | 3 | 12 | 2.32 | 2.45 | 2.56 | 2.64 | 2.71 | 2.8 | 340 | 0.169 | 0.143 | 1
2025-03-21 13:00 | 3 | 13 | 3.03 | 3.2 | 3.33 | 3.43 | 3.52 | 3.62 | 340 | 0.173 | 0.135 | 1
2025-03-21 14:00 | 3 | 14 | 4.14 | 4.35 | 4.51 | 4.64 | 4.74 | 4.88 | 343 | 0.139 | 0.125 | 1
2025-03-21 15:00 | 3 | 15 | 4.17 | 4.38 | 4.53 | 4.65 | 4.75 | 4.88 | 345 | 0.133 | 0.119 | 1
2025-03-21 16:00 | 3 | 16 | 4.46 | 4.67 | 4.83 | 4.96 | 5.06 | 5.19 | 339 | 0.126 | 0.115 | 1
2025-03-21 17:00 | 3 | 17 | 2.26 | 2.37 | 2.46 | 2.53 | 2.59 | 2.66 | 340 | 0.179 | 0.125 | 1
2025-03-21 18:00 | 3 | 18 | 2.75 | 2.91 | 3.02 | 3.11 | 3.19 | 3.28 | 342 | 0.155 | 0.134 | 1
2025-03-21 19:00 | 3 | 19 | 2.84 | 3 | 3.12 | 3.21 | 3.29 | 3.39 | 335 | 0.138 | 0.135 | 1
2025-03-21 20:00 | 3 | 20 | 2.06 | 2.18 | 2.28 | 2.35 | 2.41 | 2.49 | 337 | 0.205 | 0.145 | 1
2025-03-21 21:00 | 3 | 21 | 2.39 | 2.56 | 2.68 | 2.79 | 2.87 | 2.99 | 339 | 0.165 | 0.169 | 1
2025-03-21 22:00 | 3 | 22 | 1.8 | 1.92 | 2.02 | 2.1 | 2.16 | 2.25 | 346 | 0.164 | 0.17 | 1
2025-03-21 23:00 | 3 | 23 | 1.79 | 1.92 | 2.02 | 2.1 | 2.16 | 2.25 | 347 | 0.184 | 0.171 | 1
2025-03-22 00:00 | 3 | 0 | 1.6 | 1.71 | 1.8 | 1.86 | 1.92 | 1.99 | 340 | 0.204 | 0.162 | 1
2025-03-22 01:00 | 3 | 1 | 1.12 | 1.19 | 1.24 | 1.29 | 1.32 | 1.37 | 337 | 0.282 | 0.153 | 1
2025-03-22 02:00 | 3 | 2 | 1.97 | 2.1 | 2.19 | 2.27 | 2.34 | 2.42 | 332 | 0.182 | 0.154 | 1
2025-03-22 03:00 | 3 | 3 | 1.59 | 1.7 | 1.78 | 1.84 | 1.9 | 1.96 | 337 | 0.229 | 0.159 | 1
2025-03-22 04:00 | 3 | 4 | 2.04 | 2.18 | 2.28 | 2.37 | 2.44 | 2.53 | 325 | 0.208 | 0.163 | 1
2025-03-22 05:00 | 3 | 5 | 2.48 | 2.64 | 2.76 | 2.86 | 2.94 | 3.04 | 328 | 0.154 | 0.155 | 1
2025-03-22 06:00 | 3 | 6 | 2.79 | 2.97 | 3.1 | 3.21 | 3.3 | 3.42 | 334 | 0.198 | 0.155 | 1
2025-03-22 07:00 | 3 | 7 | 2.34 | 2.49 | 2.61 | 2.7 | 2.78 | 2.88 | 325 | 0.183 | 0.158 | 1
2025-03-22 08:00 | 3 | 8 | 1.71 | 1.81 | 1.88 | 1.94 | 1.99 | 2.05 | 328 | 0.231 | 0.134 | 1
2025-03-22 09:00 | 3 | 9 | 1.72 | 1.81 | 1.88 | 1.94 | 1.98 | 2.04 | 318 | 0.164 | 0.129 | 1
2025-03-22 10:00 | 3 | 10 | 1.67 | 1.75 | 1.82 | 1.87 | 1.91 | 1.97 | 321 | 0.212 | 0.126 | 1
2025-03-22 11:00 | 3 | 11 | 1.21 | 1.27 | 1.32 | 1.36 | 1.39 | 1.43 | 327 | 0.277 | 0.129 | 1
2025-03-22 12:00 | 3 | 12 | 1.56 | 1.65 | 1.72 | 1.78 | 1.82 | 1.88 | 326 | 0.216 | 0.142 | 1
2025-03-22 13:00 | 3 | 13 | 1.54 | 1.63 | 1.69 | 1.74 | 1.78 | 1.83 | 345 | 0.219 | 0.13 | 1
2025-03-22 14:00 | 3 | 14 | 1.92 | 2.03 | 2.11 | 2.18 | 2.24 | 2.31 | 349 | 0.199 | 0.14 | 1
2025-03-22 15:00 | 3 | 15 | 1.82 | 1.92 | 1.99 | 2.05 | 2.09 | 2.15 | 0 | 0.196 | 0.128 | 1
2025-03-22 16:00 | 3 | 16 | 2.12 | 2.24 | 2.33 | 2.4 | 2.46 | 2.54 | 354 | 0.198 | 0.135 | 1
2025-03-22 17:00 | 3 | 17 | 2.52 | 2.67 | 2.77 | 2.86 | 2.93 | 3.02 | 359 | 0.151 | 0.138 | 1
2025-03-22 18:00 | 3 | 18 | 1.73 | 1.83 | 1.9 | 1.95 | 2 | 2.06 | 5 | 0.205 | 0.13 | 1
2025-03-22 19:00 | 3 | 19 | 2.46 | 2.61 | 2.73 | 2.82 | 2.9 | 3 | 357 | 0.181 | 0.151 | 1
2025-03-22 20:00 | 3 | 20 | 2.11 | 2.26 | 2.37 | 2.46 | 2.54 | 2.64 | 348 | 0.194 | 0.169 | 1
2025-03-22 21:00 | 3 | 21 | 2.27 | 2.43 | 2.55 | 2.64 | 2.72 | 2.82 | 354 | 0.174 | 0.165 | 1
2025-03-22 22:00 | 3 | 22 | 2.62 | 2.79 | 2.91 | 3.01 | 3.09 | 3.2 | 0 | 0.173 | 0.152 | 1
2025-03-22 23:00 | 3 | 23 | 2.64 | 2.83 | 2.96 | 3.07 | 3.16 | 3.28 | 358 | 0.158 | 0.163 | 1
2025-03-23 00:00 | 3 | 0 | 2.69 | 2.86 | 2.98 | 3.08 | 3.16 | 3.27 | 354 | 0.175 | 0.147 | 1
2025-03-23 01:00 | 3 | 1 | 2.59 | 2.75 | 2.87 | 2.96 | 3.04 | 3.15 | 348 | 0.161 | 0.148 | 1
2025-03-23 02:00 | 3 | 2 | 1.97 | 2.1 | 2.2 | 2.29 | 2.35 | 2.44 | 352 | 0.194 | 0.162 | 1
2025-03-23 03:00 | 3 | 3 | 1.61 | 1.72 | 1.79 | 1.86 | 1.91 | 1.98 | 344 | 0.203 | 0.156 | 1
2025-03-23 04:00 | 3 | 4 | 1.73 | 1.84 | 1.92 | 1.99 | 2.04 | 2.11 | 340 | 0.198 | 0.15 | 1
2025-03-23 05:00 | 3 | 5 | 1.89 | 2 | 2.08 | 2.15 | 2.21 | 2.28 | 346 | 0.179 | 0.142 | 1
2025-03-23 06:00 | 3 | 6 | 2.06 | 2.15 | 2.22 | 2.28 | 2.33 | 2.39 | 2 | 0.213 | 0.114 | 1
2025-03-23 07:00 | 3 | 7 | 1.84 | 1.93 | 2 | 2.06 | 2.1 | 2.16 | 4 | 0.195 | 0.124 | 1
2025-03-23 08:00 | 3 | 8 | 1.55 | 1.63 | 1.69 | 1.73 | 1.77 | 1.82 | 27 | 0.226 | 0.12 | 1
2025-03-23 09:00 | 3 | 9 | 1.47 | 1.56 | 1.62 | 1.67 | 1.71 | 1.76 | 24 | 0.23 | 0.133 | 1
2025-03-23 10:00 | 3 | 10 | 1.39 | 1.46 | 1.51 | 1.56 | 1.59 | 1.64 | 28 | 0.231 | 0.125 | 1
2025-03-23 11:00 | 3 | 11 | 1.95 | 2.05 | 2.12 | 2.17 | 2.22 | 2.27 | 17 | 0.171 | 0.115 | 1
2025-03-23 12:00 | 3 | 12 | 2.07 | 2.15 | 2.21 | 2.26 | 2.3 | 2.34 | 18 | 0.176 | 0.094 | 1
2025-03-23 13:00 | 3 | 13 | 1.92 | 1.99 | 2.05 | 2.09 | 2.13 | 2.18 | 11 | 0.218 | 0.096 | 1
2025-03-23 14:00 | 3 | 14 | 2.39 | 2.48 | 2.55 | 2.6 | 2.64 | 2.7 | 7 | 0.175 | 0.093 | 1
2025-03-23 15:00 | 3 | 15 | 2.47 | 2.57 | 2.65 | 2.71 | 2.76 | 2.82 | 17 | 0.188 | 0.102 | 1
2025-03-23 16:00 | 3 | 16 | 1.67 | 1.75 | 1.8 | 1.85 | 1.89 | 1.93 | 2 | 0.192 | 0.108 | 1
2025-03-23 17:00 | 3 | 17 | 1.68 | 1.76 | 1.82 | 1.87 | 1.9 | 1.95 | 356 | 0.188 | 0.111 | 1
2025-03-23 18:00 | 3 | 18 | 1.66 | 1.75 | 1.81 | 1.87 | 1.91 | 1.97 | 351 | 0.198 | 0.131 | 1
2025-03-23 19:00 | 3 | 19 | 1.76 | 1.84 | 1.91 | 1.96 | 2 | 2.05 | 347 | 0.228 | 0.118 | 1
2025-03-23 20:00 | 3 | 20 | 2.53 | 2.65 | 2.73 | 2.8 | 2.86 | 2.93 | 343 | 0.179 | 0.11 | 1
2025-03-23 21:00 | 3 | 21 | 2.46 | 2.57 | 2.65 | 2.72 | 2.78 | 2.85 | 352 | 0.18 | 0.111 | 1
2025-03-23 22:00 | 3 | 22 | 2.35 | 2.44 | 2.52 | 2.57 | 2.62 | 2.68 | 335 | 0.184 | 0.099 | 1
2025-03-23 23:00 | 3 | 23 | 2.82 | 2.93 | 3.01 | 3.08 | 3.14 | 3.2 | 344 | 0.153 | 0.097 | 1
2025-03-24 00:00 | 3 | 0 | 2.92 | 3.06 | 3.16 | 3.24 | 3.3 | 3.38 | 336 | 0.152 | 0.111 | 1
2025-03-24 01:00 | 3 | 1 | 2.3 | 2.42 | 2.51 | 2.58 | 2.64 | 2.71 | 328 | 0.184 | 0.124 | 1
2025-03-24 02:00 | 3 | 2 | 1.94 | 2.05 | 2.13 | 2.19 | 2.25 | 2.32 | 323 | 0.18 | 0.133 | 1
2025-03-24 03:00 | 3 | 3 | 2.09 | 2.2 | 2.28 | 2.34 | 2.4 | 2.46 | 315 | 0.205 | 0.125 | 1
2025-03-24 04:00 | 3 | 4 | 2.26 | 2.37 | 2.45 | 2.51 | 2.56 | 2.63 | 325 | 0.156 | 0.115 | 1
2025-03-24 05:00 | 3 | 5 | 2.12 | 2.2 | 2.26 | 2.31 | 2.35 | 2.4 | 337 | 0.148 | 0.094 | 1
2025-03-24 06:00 | 3 | 6 | 2.91 | 3.01 | 3.08 | 3.14 | 3.19 | 3.25 | 328 | 0.137 | 0.083 | 1
2025-03-24 07:00 | 3 | 7 | 2.74 | 2.85 | 2.92 | 2.98 | 3.03 | 3.09 | 320 | 0.166 | 0.09 | 1
2025-03-24 08:00 | 3 | 8 | 2.78 | 2.86 | 2.93 | 2.98 | 3.02 | 3.07 | 323 | 0.168 | 0.077 | 1
2025-03-24 09:00 | 3 | 9 | 2.46 | 2.54 | 2.59 | 2.64 | 2.67 | 2.72 | 314 | 0.16 | 0.075 | 1
2025-03-24 10:00 | 3 | 10 | 2.24 | 2.3 | 2.34 | 2.38 | 2.4 | 2.44 | 306 | 0.199 | 0.066 | 1
2025-03-24 11:00 | 3 | 11 | 2.63 | 2.7 | 2.75 | 2.79 | 2.83 | 2.87 | 318 | 0.177 | 0.066 | 1
2025-03-24 12:00 | 3 | 12 | 2.53 | 2.58 | 2.62 | 2.65 | 2.67 | 2.71 | 323 | 0.157 | 0.052 | 1
2025-03-24 13:00 | 3 | 13 | 2.5 | 2.57 | 2.62 | 2.66 | 2.69 | 2.73 | 323 | 0.17 | 0.067 | 1
2025-03-24 14:00 | 3 | 14 | 2.52 | 2.59 | 2.64 | 2.68 | 2.72 | 2.76 | 326 | 0.174 | 0.069 | 1
2025-03-24 15:00 | 3 | 15 | 2.67 | 2.74 | 2.79 | 2.83 | 2.86 | 2.9 | 329 | 0.18 | 0.064 | 1
2025-03-24 16:00 | 3 | 16 | 2.58 | 2.65 | 2.71 | 2.75 | 2.78 | 2.82 | 323 | 0.158 | 0.067 | 1
2025-03-24 17:00 | 3 | 17 | 2.41 | 2.49 | 2.54 | 2.59 | 2.62 | 2.67 | 317 | 0.171 | 0.075 | 1
2025-03-24 18:00 | 3 | 18 | 2.31 | 2.39 | 2.45 | 2.5 | 2.54 | 2.59 | 323 | 0.198 | 0.088 | 1
2025-03-24 19:00 | 3 | 19 | 2.32 | 2.42 | 2.49 | 2.55 | 2.6 | 2.66 | 324 | 0.201 | 0.104 | 1
2025-03-24 20:00 | 3 | 20 | 2.58 | 2.69 | 2.77 | 2.83 | 2.89 | 2.95 | 306 | 0.175 | 0.104 | 1
2025-03-24 21:00 | 3 | 21 | 2.05 | 2.13 | 2.19 | 2.24 | 2.28 | 2.34 | 322 | 0.19 | 0.099 | 1
2025-03-24 22:00 | 3 | 22 | 1.84 | 1.92 | 1.99 | 2.03 | 2.07 | 2.13 | 307 | 0.19 | 0.108 | 1
2025-03-24 23:00 | 3 | 23 | 1.96 | 2.06 | 2.14 | 2.21 | 2.26 | 2.32 | 315 | 0.209 | 0.13 | 1
2025-03-25 00:00 | 3 | 0 | 1.68 | 1.77 | 1.84 | 1.89 | 1.93 | 1.99 | 330 | 0.223 | 0.129 | 1
2025-03-25 01:00 | 3 | 1 | 1.08 | 1.14 | 1.18 | 1.21 | 1.24 | 1.27 | 324 | 0.268 | 0.123 | 0
2025-03-25 02:00 | 3 | 2 | 1.1 | 1.15 | 1.18 | 1.2 | 1.22 | 1.25 | 327 | 0.273 | 0.094 | 1
2025-03-25 03:00 | 3 | 3 | 0.99 | 1.03 | 1.05 | 1.07 | 1.09 | 1.11 | 310 | 0.3 | 0.085 | 1
2025-03-25 04:00 | 3 | 4 | 0.69 | 0.71 | 0.74 | 0.75 | 0.77 | 0.79 | 310 | 0.3 | 0.104 | 1
2025-03-25 05:00 | 3 | 5 | 0.94 | 0.98 | 1 | 1.02 | 1.04 | 1.06 | 309 | 0.3 | 0.094 | 1
2025-03-25 06:00 | 3 | 6 | 0.49 | 0.51 | 0.52 | 0.53 | 0.54 | 0.55 | 316 | 0.3 | 0.097 | 1
2025-03-25 07:00 | 3 | 7 | 0.59 | 0.62 | 0.63 | 0.65 | 0.66 | 0.68 | 305 | 0.3 | 0.103 | 1
2025-03-25 08:00 | 3 | 8 | 0.54 | 0.56 | 0.58 | 0.59 | 0.6 | 0.61 | 296 | 0.3 | 0.093 | 1
2025-03-25 09:00 | 3 | 9 | 0.62 | 0.64 | 0.66 | 0.68 | 0.69 | 0.71 | 298 | 0.3 | 0.108 | 1
2025-03-25 10:00 | 3 | 10 | 0.54 | 0.56 | 0.57 | 0.58 | 0.59 | 0.6 | 310 | 0.3 | 0.082 | 1
2025-03-25 11:00 | 3 | 11 | 0.49 | 0.51 | 0.52 | 0.53 | 0.54 | 0.55 | 314 | 0.3 | 0.079 | 1
2025-03-25 12:00 | 3 | 12 | 1.07 | 1.11 | 1.14 | 1.16 | 1.19 | 1.21 | 305 | 0.291 | 0.097 | 1
2025-03-25 13:00 | 3 | 13 | 0.45 | 0.47 | 0.48 | 0.49 | 0.49 | 0.5 | 299 | 0.3 | 0.08 | 1
2025-03-25 14:00 | 3 | 14 | 0.72 | 0.75 | 0.77 | 0.79 | 0.8 | 0.81 | 306 | 0.3 | 0.09 | 1
2025-03-25 15:00 | 3 | 15 | 0.96 | 1 | 1.03 | 1.05 | 1.07 | 1.09 | 310 | 0.3 | 0.091 | 1
2025-03-25 16:00 | 3 | 16 | 0.44 | 0.45 | 0.47 | 0.48 | 0.48 | 0.49 | 300 | 0.3 | 0.087 | 1
2025-03-25 17:00 | 3 | 17 | 0.42 | 0.43 | 0.44 | 0.45 | 0.46 | 0.47 | 304 | 0.3 | 0.094 | 1
2025-03-25 18:00 | 3 | 18 | 0.62 | 0.65 | 0.67 | 0.68 | 0.7 | 0.71 | 305 | 0.3 | 0.104 | 1
2025-03-25 19:00 | 3 | 19 | 1.08 | 1.12 | 1.15 | 1.18 | 1.2 | 1.23 | 297 | 0.289 | 0.098 | 1
2025-03-25 20:00 | 3 | 20 | 0.78 | 0.82 | 0.84 | 0.87 | 0.89 | 0.91 | 292 | 0.3 | 0.118 | 1
2025-03-25 21:00 | 3 | 21 | 1.23 | 1.29 | 1.34 | 1.38 | 1.41 | 1.45 | 290 | 0.256 | 0.126 | 1
2025-03-25 22:00 | 3 | 22 | 1.52 | 1.6 | 1.66 | 1.71 | 1.75 | 1.8 | 291 | 0.234 | 0.127 | 1
2025-03-25 23:00 | 3 | 23 | 2.54 | 2.68 | 2.78 | 2.87 | 2.94 | 3.03 | 288 | 0.171 | 0.135 | 1
2025-03-26 00:00 | 3 | 0 | 3.91 | 4.13 | 4.3 | 4.43 | 4.54 | 4.67 | 292 | 0.134 | 0.134 | 1
2025-03-26 01:00 | 3 | 1 | 4.14 | 4.37 | 4.54 | 4.67 | 4.79 | 4.93 | 296 | 0.147 | 0.132 | 1
2025-03-26 02:00 | 3 | 2 | 3.68 | 3.86 | 4 | 4.11 | 4.21 | 4.32 | 299 | 0.141 | 0.123 | 1
2025-03-26 03:00 | 3 | 3 | 4.29 | 4.52 | 4.7 | 4.84 | 4.95 | 5.1 | 303 | 0.145 | 0.131 | 1
2025-03-26 04:00 | 3 | 4 | 4.14 | 4.39 | 4.57 | 4.72 | 4.84 | 5 | 317 | 0.121 | 0.143 | 1
2025-03-26 05:00 | 3 | 5 | 4.55 | 4.82 | 5.02 | 5.18 | 5.32 | 5.49 | 324 | 0.113 | 0.141 | 0
2025-03-26 06:00 | 3 | 6 | 5.05 | 5.34 | 5.55 | 5.72 | 5.87 | 6.05 | 318 | 0.14 | 0.137 | 1
2025-03-26 07:00 | 3 | 7 | 5.41 | 5.73 | 5.96 | 6.15 | 6.31 | 6.51 | 305 | 0.109 | 0.14 | 1
2025-03-26 08:00 | 3 | 8 | 5.17 | 5.5 | 5.74 | 5.93 | 6.1 | 6.31 | 297 | 0.117 | 0.15 | 1
2025-03-26 09:00 | 3 | 9 | 5.41 | 5.74 | 5.98 | 6.18 | 6.34 | 6.55 | 299 | 0.132 | 0.145 | 1
2025-03-26 10:00 | 3 | 10 | 5.62 | 5.94 | 6.17 | 6.36 | 6.51 | 6.71 | 303 | 0.108 | 0.134 | 1
2025-03-26 11:00 | 3 | 11 | 5.65 | 5.99 | 6.24 | 6.44 | 6.61 | 6.82 | 320 | 0.115 | 0.142 | 1
2025-03-26 12:00 | 3 | 12 | 5.41 | 5.72 | 5.94 | 6.13 | 6.28 | 6.47 | 330 | 0.125 | 0.136 | 1
2025-03-26 13:00 | 3 | 13 | 5.22 | 5.48 | 5.67 | 5.82 | 5.95 | 6.11 | 339 | 0.136 | 0.119 | 1
2025-03-26 14:00 | 3 | 14 | 5.98 | 6.26 | 6.48 | 6.65 | 6.79 | 6.96 | 335 | 0.103 | 0.116 | 1
2025-03-26 15:00 | 3 | 15 | 6.19 | 6.5 | 6.73 | 6.91 | 7.06 | 7.25 | 346 | 0.104 | 0.119 | 1
2025-03-26 16:00 | 3 | 16 | 6.65 | 6.97 | 7.21 | 7.4 | 7.55 | 7.75 | 340 | 0.098 | 0.116 | 1
2025-03-26 17:00 | 3 | 17 | 7.04 | 7.37 | 7.61 | 7.81 | 7.97 | 8.17 | 336 | 0.087 | 0.113 | 1
2025-03-26 18:00 | 3 | 18 | 6.25 | 6.53 | 6.74 | 6.9 | 7.04 | 7.21 | 354 | 0.142 | 0.108 | 1
2025-03-26 19:00 | 3 | 19 | 6.59 | 6.89 | 7.11 | 7.28 | 7.43 | 7.61 | 2 | 0.107 | 0.109 | 1
2025-03-26 20:00 | 3 | 20 | 7.22 | 7.54 | 7.78 | 7.97 | 8.12 | 8.32 | 359 | 0.119 | 0.108 | 1
2025-03-26 21:00 | 3 | 21 | 5.4 | 5.65 | 5.84 | 5.99 | 6.11 | 6.27 | 353 | 0.121 | 0.112 | 1
2025-03-26 22:00 | 3 | 22 | 4.59 | 4.8 | 4.96 | 5.09 | 5.19 | 5.33 | 351 | 0.138 | 0.113 | 1
2025-03-26 23:00 | 3 | 23 | 4.74 | 4.94 | 5.08 | 5.19 | 5.29 | 5.41 | 338 | 0.14 | 0.099 | 1
2025-03-27 00:00 | 3 | 0 | 5.11 | 5.31 | 5.46 | 5.58 | 5.67 | 5.8 | 323 | 0.125 | 0.096 | 1
2025-03-27 01:00 | 3 | 1 | 5.32 | 5.54 | 5.71 | 5.84 | 5.95 | 6.08 | 332 | 0.077 | 0.101 | 1
2025-03-27 02:00 | 3 | 2 | 5.97 | 6.19 | 6.35 | 6.48 | 6.58 | 6.71 | 330 | 0.098 | 0.088 | 1
2025-03-27 03:00 | 3 | 3 | 5.05 | 5.24 | 5.39 | 5.5 | 5.6 | 5.71 | 337 | 0.102 | 0.094 | 1
2025-03-27 04:00 | 3 | 4 | 5.09 | 5.28 | 5.43 | 5.54 | 5.64 | 5.75 | 332 | 0.115 | 0.093 | 1
2025-03-27 05:00 | 3 | 5 | 4.5 | 4.65 | 4.76 | 4.84 | 4.91 | 5 | 333 | 0.131 | 0.079 | 1
2025-03-27 06:00 | 3 | 6 | 4.31 | 4.47 | 4.59 | 4.68 | 4.76 | 4.86 | 325 | 0.129 | 0.089 | 1
2025-03-27 07:00 | 3 | 7 | 4.28 | 4.44 | 4.56 | 4.66 | 4.74 | 4.83 | 333 | 0.139 | 0.091 | 1
2025-03-27 08:00 | 3 | 8 | 4.28 | 4.46 | 4.6 | 4.71 | 4.8 | 4.91 | 327 | 0.145 | 0.105 | 1
2025-03-27 09:00 | 3 | 9 | 3 | 3.15 | 3.26 | 3.35 | 3.43 | 3.53 | 328 | 0.15 | 0.123 | 1
2025-03-27 10:00 | 3 | 10 | 2.88 | 3.02 | 3.12 | 3.21 | 3.28 | 3.36 | 318 | 0.158 | 0.118 | 1
2025-03-27 11:00 | 3 | 11 | 3.75 | 3.92 | 4.04 | 4.14 | 4.22 | 4.33 | 330 | 0.119 | 0.108 | 1
2025-03-27 12:00 | 3 | 12 | 3.77 | 3.92 | 4.04 | 4.13 | 4.21 | 4.31 | 337 | 0.151 | 0.101 | 1
2025-03-27 13:00 | 3 | 13 | 3.91 | 4.08 | 4.21 | 4.31 | 4.39 | 4.5 | 325 | 0.13 | 0.106 | 1
2025-03-27 14:00 | 3 | 14 | 3.61 | 3.77 | 3.9 | 4 | 4.08 | 4.18 | 322 | 0.115 | 0.112 | 1
2025-03-27 15:00 | 3 | 15 | 2.98 | 3.12 | 3.23 | 3.32 | 3.39 | 3.48 | 300 | 0.157 | 0.119 | 1
2025-03-27 16:00 | 3 | 16 | 3.07 | 3.23 | 3.34 | 3.43 | 3.51 | 3.61 | 312 | 0.138 | 0.123 | 1
2025-03-27 17:00 | 3 | 17 | 2.76 | 2.88 | 2.98 | 3.06 | 3.12 | 3.2 | 318 | 0.154 | 0.113 | 1
2025-03-27 18:00 | 3 | 18 | 1.96 | 2.06 | 2.13 | 2.18 | 2.23 | 2.29 | 314 | 0.177 | 0.116 | 1
2025-03-27 19:00 | 3 | 19 | 1.54 | 1.6 | 1.65 | 1.69 | 1.73 | 1.77 | 319 | 0.221 | 0.107 | 1
2025-03-27 20:00 | 3 | 20 | 1.12 | 1.17 | 1.21 | 1.24 | 1.27 | 1.3 | 315 | 0.276 | 0.117 | 1
2025-03-27 21:00 | 3 | 21 | 1.55 | 1.62 | 1.68 | 1.72 | 1.76 | 1.8 | 314 | 0.201 | 0.114 | 1
2025-03-27 22:00 | 3 | 22 | 1.54 | 1.62 | 1.68 | 1.73 | 1.77 | 1.82 | 314 | 0.226 | 0.129 | 1
2025-03-27 23:00 | 3 | 23 | 1.27 | 1.35 | 1.41 | 1.46 | 1.51 | 1.56 | 316 | 0.236 | 0.153 | 0
2025-03-28 00:00 | 3 | 0 | 1.14 | 1.21 | 1.26 | 1.3 | 1.33 | 1.37 | 324 | 0.273 | 0.138 | 1
2025-03-28 01:00 | 3 | 1 | 1.51 | 1.61 | 1.68 | 1.74 | 1.79 | 1.86 | 320 | 0.254 | 0.158 | 1
2025-03-28 02:00 | 3 | 2 | 1.39 | 1.49 | 1.57 | 1.63 | 1.68 | 1.75 | 318 | 0.23 | 0.177 | 1
2025-03-28 03:00 | 3 | 3 | 1.16 | 1.25 | 1.31 | 1.37 | 1.41 | 1.47 | 310 | 0.236 | 0.177 | 1
2025-03-28 04:00 | 3 | 4 | 1.47 | 1.57 | 1.64 | 1.7 | 1.76 | 1.82 | 303 | 0.211 | 0.164 | 1
2025-03-28 05:00 | 3 | 5 | 1.23 | 1.31 | 1.37 | 1.42 | 1.46 | 1.51 | 311 | 0.242 | 0.152 | 1
2025-03-28 06:00 | 3 | 6 | 1.01 | 1.08 | 1.13 | 1.17 | 1.2 | 1.25 | 311 | 0.274 | 0.16 | 1
2025-03-28 07:00 | 3 | 7 | 1.37 | 1.45 | 1.51 | 1.56 | 1.6 | 1.65 | 304 | 0.24 | 0.143 | 1
2025-03-28 08:00 | 3 | 8 | 1.28 | 1.35 | 1.41 | 1.46 | 1.5 | 1.55 | 313 | 0.242 | 0.144 | 1
2025-03-28 09:00 | 3 | 9 | 1.08 | 1.15 | 1.2 | 1.24 | 1.27 | 1.31 | 308 | 0.271 | 0.149 | 1
2025-03-28 10:00 | 3 | 10 | 0.83 | 0.88 | 0.92 | 0.95 | 0.98 | 1.01 | 293 | 0.3 | 0.149 | 1
2025-03-28 11:00 | 3 | 11 | 0.66 | 0.7 | 0.73 | 0.75 | 0.76 | 0.79 | 304 | 0.3 | 0.131 | 1
2025-03-28 12:00 | 3 | 12 | 0.5 | 0.53 | 0.55 | 0.56 | 0.58 | 0.59 | 310 | 0.3 | 0.131 | 1
2025-03-28 13:00 | 3 | 13 | 0.67 | 0.7 | 0.72 | 0.74 | 0.76 | 0.78 | 311 | 0.3 | 0.121 | 1
2025-03-28 14:00 | 3 | 14 | 0.91 | 0.95 | 0.99 | 1.02 | 1.04 | 1.07 | 313 | 0.3 | 0.129 | 0
2025-03-28 15:00 | 3 | 15 | 0.89 | 0.93 | 0.96 | 0.99 | 1.01 | 1.04 | 326 | 0.3 | 0.119 | 1
2025-03-28 16:00 | 3 | 16 | 1.11 | 1.16 | 1.19 | 1.22 | 1.24 | 1.27 | 323 | 0.299 | 0.098 | 1
2025-03-28 17:00 | 3 | 17 | 1.18 | 1.23 | 1.27 | 1.3 | 1.32 | 1.35 | 327 | 0.254 | 0.1 | 1
2025-03-28 18:00 | 3 | 18 | 0.83 | 0.86 | 0.89 | 0.91 | 0.93 | 0.95 | 325 | 0.3 | 0.103 | 1
2025-03-28 19:00 | 3 | 19 | 1.04 | 1.09 | 1.13 | 1.16 | 1.18 | 1.21 | 323 | 0.3 | 0.116 | 1
2025-03-28 20:00 | 3 | 20 | 0.8 | 0.84 | 0.87 | 0.89 | 0.91 | 0.93 | 312 | 0.3 | 0.118 | 1
2025-03-28 21:00 | 3 | 21 | 0.91 | 0.95 | 0.98 | 1 | 1.02 | 1.05 | 330 | 0.3 | 0.113 | 1
2025-03-28 22:00 | 3 | 22 | 0.83 | 0.86 | 0.89 | 0.92 | 0.93 | 0.96 | 323 | 0.3 | 0.112 | 1
2025-03-28 23:00 | 3 | 23 | 0.98 | 1.04 | 1.08 | 1.11 | 1.13 | 1.17 | 315 | 0.3 | 0.132 | 1
2025-03-29 00:00 | 3 | 0 | 1.1 | 1.17 | 1.22 | 1.26 | 1.3 | 1.34 | 323 | 0.3 | 0.147 | 1
2025-03-29 01:00 | 3 | 1 | 1.72 | 1.82 | 1.9 | 1.96 | 2.01 | 2.07 | 331 | 0.22 | 0.138 | 1
2025-03-29 02:00 | 3 | 2 | 2.32 | 2.44 | 2.54 | 2.61 | 2.67 | 2.75 | 329 | 0.17 | 0.128 | 1
2025-03-29 03:00 | 3 | 3 | 2.34 | 2.48 | 2.58 | 2.66 | 2.73 | 2.82 | 313 | 0.183 | 0.141 | 1
2025-03-29 04:00 | 3 | 4 | 2.69 | 2.86 | 2.98 | 3.08 | 3.16 | 3.27 | 306 | 0.149 | 0.147 | 1
2025-03-29 05:00 | 3 | 5 | 2.18 | 2.31 | 2.4 | 2.48 | 2.55 | 2.63 | 315 | 0.16 | 0.144 | 1
2025-03-29 06:00 | 3 | 6 | 2.13 | 2.25 | 2.35 | 2.42 | 2.48 | 2.56 | 317 | 0.19 | 0.138 | 1
2025-03-29 07:00 | 3 | 7 | 2.66 | 2.8 | 2.91 | 3 | 3.07 | 3.16 | 327 | 0.169 | 0.132 | 1
2025-03-29 08:00 | 3 | 8 | 2.38 | 2.52 | 2.62 | 2.7 | 2.76 | 2.85 | 324 | 0.172 | 0.136 | 1
2025-03-29 09:00 | 3 | 9 | 2.41 | 2.53 | 2.62 | 2.69 | 2.75 | 2.83 | 340 | 0.135 | 0.123 | 1
2025-03-29 10:00 | 3 | 10 | 3.41 | 3.57 | 3.68 | 3.78 | 3.85 | 3.95 | 350 | 0.141 | 0.112 | 1
2025-03-29 11:00 | 3 | 11 | 3.97 | 4.17 | 4.31 | 4.43 | 4.52 | 4.64 | 357 | 0.111 | 0.117 | 1
2025-03-29 12:00 | 3 | 12 | 4.65 | 4.86 | 5.02 | 5.14 | 5.25 | 5.37 | 338 | 0.097 | 0.109 | 1
2025-03-29 13:00 | 3 | 13 | 4.5 | 4.69 | 4.83 | 4.94 | 5.03 | 5.15 | 353 | 0.134 | 0.102 | 1
2025-03-29 14:00 | 3 | 14 | 4.83 | 5.06 | 5.23 | 5.36 | 5.48 | 5.62 | 351 | 0.117 | 0.114 | 1
2025-03-29 15:00 | 3 | 15 | 4 | 4.18 | 4.31 | 4.42 | 4.51 | 4.62 | 346 | 0.138 | 0.109 | 1
2025-03-29 16:00 | 3 | 16 | 4.64 | 4.84 | 4.99 | 5.1 | 5.2 | 5.32 | 331 | 0.118 | 0.104 | 1
2025-03-29 17:00 | 3 | 17 | 3.96 | 4.15 | 4.29 | 4.41 | 4.5 | 4.62 | 335 | 0.156 | 0.118 | 1
2025-03-29 18:00 | 3 | 18 | 3.35 | 3.51 | 3.64 | 3.74 | 3.82 | 3.93 | 341 | 0.135 | 0.121 | 1
2025-03-29 19:00 | 3 | 19 | 2.44 | 2.57 | 2.67 | 2.74 | 2.81 | 2.89 | 343 | 0.163 | 0.127 | 1
2025-03-29 20:00 | 3 | 20 | 2.82 | 2.97 | 3.08 | 3.17 | 3.24 | 3.33 | 340 | 0.15 | 0.126 | 1
2025-03-29 21:00 | 3 | 21 | 2.82 | 2.96 | 3.07 | 3.16 | 3.23 | 3.32 | 339 | 0.171 | 0.125 | 1
2025-03-29 22:00 | 3 | 22 | 2.5 | 2.63 | 2.73 | 2.81 | 2.87 | 2.95 | 337 | 0.173 | 0.128 | 1
2025-03-29 23:00 | 3 | 23 | 2.2 | 2.33 | 2.43 | 2.51 | 2.57 | 2.65 | 331 | 0.174 | 0.14 | 1
2025-03-30 00:00 | 3 | 0 | 2.28 | 2.42 | 2.53 | 2.62 | 2.69 | 2.78 | 331 | 0.198 | 0.151 | 1
2025-03-30 01:00 | 3 | 1 | 2.22 | 2.35 | 2.45 | 2.52 | 2.59 | 2.67 | 338 | 0.175 | 0.139 | 1
2025-03-30 02:00 | 3 | 2 | 2.41 | 2.56 | 2.68 | 2.77 | 2.84 | 2.94 | 331 | 0.164 | 0.149 | 1
2025-03-30 03:00 | 3 | 3 | 2.88 | 3.08 | 3.23 | 3.35 | 3.45 | 3.58 | 325 | 0.107 | 0.163 | 1
2025-03-30 04:00 | 3 | 4 | 3.49 | 3.73 | 3.91 | 4.05 | 4.18 | 4.33 | 311 | 0.149 | 0.164 | 1
2025-03-30 05:00 | 3 | 5 | 3.49 | 3.74 | 3.93 | 4.09 | 4.22 | 4.39 | 321 | 0.14 | 0.174 | 1
2025-03-30 06:00 | 3 | 6 | 3.13 | 3.34 | 3.51 | 3.64 | 3.75 | 3.89 | 315 | 0.15 | 0.166 | 1
2025-03-30 07:00 | 3 | 7 | 3.26 | 3.48 | 3.65 | 3.79 | 3.9 | 4.05 | 321 | 0.16 | 0.163 | 1
2025-03-30 08:00 | 3 | 8 | 2.93 | 3.15 | 3.31 | 3.44 | 3.55 | 3.69 | 321 | 0.151 | 0.174 | 1
2025-03-30 09:00 | 3 | 9 | 2.96 | 3.13 | 3.26 | 3.36 | 3.45 | 3.55 | 319 | 0.143 | 0.138 | 1
2025-03-30 10:00 | 3 | 10 | 3.45 | 3.63 | 3.77 | 3.87 | 3.96 | 4.08 | 314 | 0.143 | 0.127 | 1
2025-03-30 11:00 | 3 | 11 | 3.29 | 3.45 | 3.57 | 3.67 | 3.76 | 3.86 | 326 | 0.166 | 0.122 | 1
2025-03-30 12:00 | 3 | 12 | 3.4 | 3.55 | 3.67 | 3.76 | 3.83 | 3.92 | 314 | 0.141 | 0.109 | 1
2025-03-30 13:00 | 3 | 13 | 3.68 | 3.84 | 3.95 | 4.05 | 4.13 | 4.22 | 312 | 0.135 | 0.105 | 1
2025-03-30 14:00 | 3 | 14 | 3.75 | 3.91 | 4.02 | 4.11 | 4.18 | 4.27 | 310 | 0.149 | 0.099 | 1
2025-03-30 15:00 | 3 | 15 | 4.15 | 4.33 | 4.46 | 4.57 | 4.66 | 4.77 | 304 | 0.13 | 0.106 | 1
2025-03-30 16:00 | 3 | 16 | 4.2 | 4.36 | 4.48 | 4.57 | 4.65 | 4.74 | 315 | 0.132 | 0.092 | 1
2025-03-30 17:00 | 3 | 17 | 4.04 | 4.18 | 4.29 | 4.38 | 4.45 | 4.54 | 315 | 0.117 | 0.088 | 1
2025-03-30 18:00 | 3 | 18 | 4.43 | 4.59 | 4.71 | 4.8 | 4.88 | 4.98 | 318 | 0.145 | 0.088 | 1
2025-03-30 19:00 | 3 | 19 | 4.11 | 4.27 | 4.38 | 4.47 | 4.55 | 4.64 | 326 | 0.145 | 0.092 | 1
2025-03-30 20:00 | 3 | 20 | 3.93 | 4.08 | 4.19 | 4.27 | 4.34 | 4.43 | 340 | 0.128 | 0.09 | 1
2025-03-30 21:00 | 3 | 21 | 3.16 | 3.28 | 3.36 | 3.43 | 3.49 | 3.56 | 335 | 0.129 | 0.091 | 1
2025-03-30 22:00 | 3 | 22 | 3.03 | 3.15 | 3.24 | 3.31 | 3.37 | 3.44 | 339 | 0.16 | 0.096 | 1
2025-03-30 23:00 | 3 | 23 | 3.27 | 3.43 | 3.54 | 3.63 | 3.71 | 3.8 | 334 | 0.144 | 0.114 | 1
2025-03-31 00:00 | 3 | 0 | 2.27 | 2.38 | 2.46 | 2.53 | 2.58 | 2.65 | 331 | 0.199 | 0.116 | 1
2025-03-31 01:00 | 3 | 1 | 2.8 | 2.96 | 3.08 | 3.17 | 3.25 | 3.35 | 328 | 0.15 | 0.134 | 1
2025-03-31 02:00 | 3 | 2 | 2.85 | 3.04 | 3.17 | 3.29 | 3.38 | 3.5 | 328 | 0.161 | 0.154 | 1
2025-03-31 03:00 | 3 | 3 | 3.19 | 3.38 | 3.52 | 3.63 | 3.73 | 3.85 | 325 | 0.157 | 0.142 | 1
2025-03-31 04:00 | 3 | 4 | 3.02 | 3.21 | 3.35 | 3.46 | 3.55 | 3.67 | 325 | 0.178 | 0.148 | 1
2025-03-31 05:00 | 3 | 5 | 3.17 | 3.36 | 3.5 | 3.61 | 3.71 | 3.82 | 330 | 0.137 | 0.143 | 1
2025-03-31 06:00 | 3 | 6 | 3.21 | 3.39 | 3.52 | 3.63 | 3.72 | 3.83 | 328 | 0.156 | 0.134 | 1
2025-03-31 07:00 | 3 | 7 | 3.35 | 3.56 | 3.71 | 3.84 | 3.94 | 4.08 | 333 | 0.13 | 0.148 | 1
2025-03-31 08:00 | 3 | 8 | 3.13 | 3.33 | 3.48 | 3.61 | 3.71 | 3.84 | 340 | 0.135 | 0.155 | 1
2025-03-31 09:00 | 3 | 9 | 3.45 | 3.64 | 3.78 | 3.89 | 3.99 | 4.11 | 335 | 0.166 | 0.131 | 1
2025-03-31 10:00 | 3 | 10 | 3.59 | 3.78 | 3.92 | 4.04 | 4.13 | 4.25 | 330 | 0.139 | 0.128 | 1
2025-03-31 11:00 | 3 | 11 | 3.97 | 4.18 | 4.33 | 4.46 | 4.56 | 4.69 | 334 | 0.122 | 0.127 | 1
2025-03-31 12:00 | 3 | 12 | 3.79 | 3.98 | 4.12 | 4.23 | 4.33 | 4.45 | 333 | 0.126 | 0.122 | 1
2025-03-31 13:00 | 3 | 13 | 3.57 | 3.76 | 3.9 | 4.01 | 4.1 | 4.21 | 327 | 0.151 | 0.124 | 1
2025-03-31 14:00 | 3 | 14 | 3.7 | 3.9 | 4.04 | 4.15 | 4.25 | 4.37 | 324 | 0.145 | 0.124 | 1
2025-03-31 15:00 | 3 | 15 | 3.22 | 3.37 | 3.49 | 3.58 | 3.66 | 3.75 | 312 | 0.155 | 0.117 | 1
2025-03-31 16:00 | 3 | 16 | 3.58 | 3.73 | 3.84 | 3.93 | 4 | 4.09 | 323 | 0.143 | 0.103 | 1
2025-03-31 17:00 | 3 | 17 | 3.72 | 3.88 | 4.01 | 4.11 | 4.19 | 4.29 | 322 | 0.141 | 0.11 | 1
2025-03-31 18:00 | 3 | 18 | 3.86 | 4.07 | 4.22 | 4.35 | 4.45 | 4.58 | 314 | 0.12 | 0.13 | 1
2025-03-31 19:00 | 3 | 19 | 4.09 | 4.31 | 4.47 | 4.6 | 4.71 | 4.85 | 302 | 0.131 | 0.129 | 1
2025-03-31 20:00 | 3 | 20 | 4.24 | 4.48 | 4.67 | 4.81 | 4.94 | 5.1 | 310 | 0.125 | 0.14 | 1
2025-03-31 21:00 | 3 | 21 | 4.43 | 4.7 | 4.91 | 5.07 | 5.21 | 5.39 | 306 | 0.145 | 0.149 | 1
2025-03-31 22:00 | 3 | 22 | 3.54 | 3.75 | 3.9 | 4.03 | 4.14 | 4.27 | 315 | 0.148 | 0.142 | 1
2025-03-31 23:00 | 3 | 23 | 2.47 | 2.62 | 2.73 | 2.82 | 2.9 | 3 | 319 | 0.168 | 0.148 | 1
2025-04-01 00:00 | 4 | 0 | 2.28 | 2.4 | 2.48 | 2.55 | 2.61 | 2.68 | 298 | 0.166 | 0.124 | 1
2025-04-01 01:00 | 4 | 1 | 2.33 | 2.47 | 2.58 | 2.66 | 2.73 | 2.82 | 311 | 0.193 | 0.143 | 1
2025-04-01 02:00 | 4 | 2 | 2.04 | 2.15 | 2.23 | 2.3 | 2.35 | 2.42 | 311 | 0.162 | 0.13 | 1
2025-04-01 03:00 | 4 | 3 | 2.19 | 2.3 | 2.37 | 2.43 | 2.49 | 2.55 | 322 | 0.157 | 0.114 | 1
2025-04-01 04:00 | 4 | 4 | 1.81 | 1.89 | 1.95 | 2 | 2.04 | 2.08 | 318 | 0.198 | 0.107 | 1
2025-04-01 05:00 | 4 | 5 | 1.39 | 1.45 | 1.5 | 1.53 | 1.56 | 1.6 | 303 | 0.257 | 0.105 | 1
2025-04-01 06:00 | 4 | 6 | 2.01 | 2.1 | 2.17 | 2.22 | 2.27 | 2.32 | 308 | 0.169 | 0.111 | 1
2025-04-01 07:00 | 4 | 7 | 1.78 | 1.86 | 1.92 | 1.96 | 2 | 2.05 | 322 | 0.219 | 0.107 | 1
2025-04-01 08:00 | 4 | 8 | 1.92 | 1.99 | 2.04 | 2.09 | 2.12 | 2.16 | 315 | 0.221 | 0.091 | 1
2025-04-01 09:00 | 4 | 9 | 1.88 | 1.94 | 1.99 | 2.03 | 2.06 | 2.1 | 320 | 0.199 | 0.084 | 1
2025-04-01 10:00 | 4 | 10 | 1.6 | 1.64 | 1.68 | 1.7 | 1.73 | 1.75 | 321 | 0.215 | 0.072 | 1
2025-04-01 11:00 | 4 | 11 | 1.74 | 1.78 | 1.81 | 1.84 | 1.86 | 1.88 | 321 | 0.201 | 0.057 | 1
2025-04-01 12:00 | 4 | 12 | 2.24 | 2.28 | 2.32 | 2.34 | 2.37 | 2.39 | 315 | 0.18 | 0.05 | 1
2025-04-01 13:00 | 4 | 13 | 2.2 | 2.26 | 2.31 | 2.35 | 2.38 | 2.41 | 320 | 0.174 | 0.07 | 1
2025-04-01 14:00 | 4 | 14 | 2.49 | 2.56 | 2.62 | 2.67 | 2.7 | 2.75 | 322 | 0.184 | 0.076 | 1
2025-04-01 15:00 | 4 | 15 | 2.43 | 2.5 | 2.56 | 2.6 | 2.64 | 2.69 | 338 | 0.173 | 0.077 | 1
2025-04-01 16:00 | 4 | 16 | 1.75 | 1.82 | 1.87 | 1.91 | 1.94 | 1.98 | 319 | 0.186 | 0.093 | 1
2025-04-01 17:00 | 4 | 17 | 2.03 | 2.12 | 2.18 | 2.23 | 2.28 | 2.33 | 339 | 0.186 | 0.103 | 1
2025-04-01 18:00 | 4 | 18 | 1.62 | 1.69 | 1.75 | 1.79 | 1.83 | 1.88 | 333 | 0.223 | 0.111 | 1
2025-04-01 19:00 | 4 | 19 | 0.98 | 1.03 | 1.07 | 1.1 | 1.12 | 1.15 | 336 | 0.292 | 0.123 | 1
2025-04-01 20:00 | 4 | 20 | 0.94 | 0.99 | 1.02 | 1.05 | 1.08 | 1.1 | 334 | 0.3 | 0.119 | 1
2025-04-01 21:00 | 4 | 21 | 1.3 | 1.36 | 1.41 | 1.45 | 1.49 | 1.53 | 338 | 0.249 | 0.123 | 1
2025-04-01 22:00 | 4 | 22 | 1.02 | 1.07 | 1.11 | 1.14 | 1.16 | 1.19 | 336 | 0.293 | 0.121 | 1
2025-04-01 23:00 | 4 | 23 | 1.35 | 1.42 | 1.47 | 1.52 | 1.56 | 1.6 | 322 | 0.241 | 0.132 | 1
2025-04-02 00:00 | 4 | 0 | 1.51 | 1.59 | 1.65 | 1.7 | 1.74 | 1.79 | 323 | 0.233 | 0.129 | 1
2025-04-02 01:00 | 4 | 1 | 1.6 | 1.69 | 1.76 | 1.82 | 1.86 | 1.92 | 319 | 0.212 | 0.138 | 1
2025-04-02 02:00 | 4 | 2 | 2.08 | 2.2 | 2.28 | 2.35 | 2.4 | 2.47 | 328 | 0.193 | 0.129 | 1
2025-04-02 03:00 | 4 | 3 | 2.17 | 2.31 | 2.41 | 2.49 | 2.57 | 2.66 | 318 | 0.162 | 0.154 | 1
2025-04-02 04:00 | 4 | 4 | 2.31 | 2.46 | 2.58 | 2.67 | 2.75 | 2.85 | 322 | 0.154 | 0.158 | 1
2025-04-02 05:00 | 4 | 5 | 2.56 | 2.74 | 2.87 | 2.98 | 3.08 | 3.19 | 313 | 0.189 | 0.168 | 1
2025-04-02 06:00 | 4 | 6 | 2.65 | 2.83 | 2.97 | 3.08 | 3.18 | 3.3 | 313 | 0.16 | 0.166 | 1
2025-04-02 07:00 | 4 | 7 | 2.3 | 2.45 | 2.56 | 2.65 | 2.73 | 2.83 | 318 | 0.202 | 0.158 | 1
2025-04-02 08:00 | 4 | 8 | 2.19 | 2.34 | 2.44 | 2.53 | 2.6 | 2.69 | 307 | 0.166 | 0.155 | 1
2025-04-02 09:00 | 4 | 9 | 2.47 | 2.64 | 2.77 | 2.87 | 2.96 | 3.07 | 306 | 0.164 | 0.165 | 1
2025-04-02 10:00 | 4 | 10 | 2.38 | 2.53 | 2.63 | 2.72 | 2.8 | 2.89 | 308 | 0.187 | 0.148 | 1
2025-04-02 11:00 | 4 | 11 | 2.25 | 2.37 | 2.46 | 2.54 | 2.6 | 2.68 | 312 | 0.178 | 0.133 | 1
2025-04-02 12:00 | 4 | 12 | 1.78 | 1.87 | 1.94 | 2 | 2.05 | 2.1 | 320 | 0.188 | 0.127 | 1
2025-04-02 13:00 | 4 | 13 | 2.39 | 2.5 | 2.58 | 2.64 | 2.69 | 2.76 | 306 | 0.169 | 0.111 | 1
2025-04-02 14:00 | 4 | 14 | 2.75 | 2.88 | 2.98 | 3.06 | 3.12 | 3.2 | 316 | 0.152 | 0.116 | 1
2025-04-02 15:00 | 4 | 15 | 3.46 | 3.59 | 3.69 | 3.76 | 3.82 | 3.9 | 301 | 0.127 | 0.091 | 1
2025-04-02 16:00 | 4 | 16 | 3.55 | 3.69 | 3.8 | 3.88 | 3.95 | 4.03 | 294 | 0.123 | 0.096 | 1
2025-04-02 17:00 | 4 | 17 | 3.19 | 3.32 | 3.42 | 3.5 | 3.57 | 3.65 | 290 | 0.123 | 0.101 | 1
2025-04-02 18:00 | 4 | 18 | 3.16 | 3.31 | 3.42 | 3.51 | 3.58 | 3.67 | 310 | 0.158 | 0.115 | 1
2025-04-02 19:00 | 4 | 19 | 2.69 | 2.82 | 2.91 | 2.98 | 3.04 | 3.12 | 318 | 0.154 | 0.11 | 1
2025-04-02 20:00 | 4 | 20 | 2.15 | 2.26 | 2.34 | 2.41 | 2.46 | 2.53 | 308 | 0.162 | 0.123 | 1
2025-04-02 21:00 | 4 | 21 | 1.98 | 2.08 | 2.16 | 2.22 | 2.27 | 2.34 | 323 | 0.196 | 0.126 | 1
2025-04-02 22:00 | 4 | 22 | 1.95 | 2.06 | 2.14 | 2.21 | 2.26 | 2.33 | 318 | 0.18 | 0.135 | 1
2025-04-02 23:00 | 4 | 23 | 2.69 | 2.85 | 2.96 | 3.06 | 3.14 | 3.24 | 321 | 0.165 | 0.139 | 1
2025-04-03 00:00 | 4 | 0 | 1.97 | 2.1 | 2.2 | 2.28 | 2.35 | 2.43 | 318 | 0.16 | 0.158 | 1
2025-04-03 01:00 | 4 | 1 | 1.57 | 1.67 | 1.75 | 1.81 | 1.86 | 1.93 | 320 | 0.189 | 0.159 | 1
2025-04-03 02:00 | 4 | 2 | 2.34 | 2.48 | 2.59 | 2.68 | 2.75 | 2.85 | 317 | 0.155 | 0.15 | 1
2025-04-03 03:00 | 4 | 3 | 2.64 | 2.81 | 2.93 | 3.03 | 3.12 | 3.23 | 319 | 0.152 | 0.152 | 1
2025-04-03 04:00 | 4 | 4 | 2.14 | 2.26 | 2.35 | 2.43 | 2.49 | 2.57 | 321 | 0.175 | 0.14 | 1
2025-04-03 05:00 | 4 | 5 | 2.71 | 2.87 | 2.98 | 3.08 | 3.16 | 3.26 | 323 | 0.151 | 0.139 | 1
2025-04-03 06:00 | 4 | 6 | 3.49 | 3.69 | 3.83 | 3.95 | 4.05 | 4.17 | 300 | 0.145 | 0.134 | 1
2025-04-03 07:00 | 4 | 7 | 3.71 | 3.91 | 4.05 | 4.17 | 4.27 | 4.39 | 323 | 0.137 | 0.127 | 1
2025-04-03 08:00 | 4 | 8 | 3.51 | 3.69 | 3.83 | 3.93 | 4.02 | 4.13 | 325 | 0.12 | 0.123 | 1
2025-04-03 09:00 | 4 | 9 | 2.75 | 2.9 | 3 | 3.09 | 3.16 | 3.25 | 318 | 0.158 | 0.125 | 1
2025-04-03 10:00 | 4 | 10 | 2.59 | 2.71 | 2.81 | 2.89 | 2.95 | 3.03 | 326 | 0.174 | 0.12 | 1
2025-04-03 11:00 | 4 | 11 | 2.6 | 2.73 | 2.83 | 2.91 | 2.98 | 3.06 | 332 | 0.147 | 0.123 | 1
2025-04-03 12:00 | 4 | 12 | 3.34 | 3.49 | 3.6 | 3.68 | 3.75 | 3.84 | 333 | 0.165 | 0.106 | 1
2025-04-03 13:00 | 4 | 13 | 3.02 | 3.14 | 3.23 | 3.3 | 3.37 | 3.44 | 338 | 0.139 | 0.1 | 1
2025-04-03 14:00 | 4 | 14 | 3.61 | 3.76 | 3.87 | 3.95 | 4.03 | 4.12 | 343 | 0.134 | 0.1 | 1
2025-04-03 15:00 | 4 | 15 | 3.6 | 3.76 | 3.88 | 3.97 | 4.05 | 4.15 | 324 | 0.173 | 0.108 | 1
2025-04-03 16:00 | 4 | 16 | 3.56 | 3.7 | 3.8 | 3.88 | 3.95 | 4.04 | 336 | 0.135 | 0.096 | 1
2025-04-03 17:00 | 4 | 17 | 3.42 | 3.58 | 3.69 | 3.77 | 3.85 | 3.94 | 325 | 0.16 | 0.106 | 1
2025-04-03 18:00 | 4 | 18 | 3.32 | 3.47 | 3.58 | 3.66 | 3.74 | 3.83 | 318 | 0.125 | 0.109 | 1
2025-04-03 19:00 | 4 | 19 | 3.35 | 3.52 | 3.65 | 3.75 | 3.83 | 3.94 | 321 | 0.142 | 0.124 | 1
2025-04-03 20:00 | 4 | 20 | 4.28 | 4.53 | 4.71 | 4.86 | 4.98 | 5.14 | 332 | 0.122 | 0.138 | 1
2025-04-03 21:00 | 4 | 21 | 4.4 | 4.64 | 4.83 | 4.98 | 5.1 | 5.26 | 323 | 0.12 | 0.135 | 1
2025-04-03 22:00 | 4 | 22 | 4.19 | 4.42 | 4.6 | 4.74 | 4.86 | 5.01 | 324 | 0.117 | 0.135 | 1
2025-04-03 23:00 | 4 | 23 | 4.11 | 4.35 | 4.53 | 4.68 | 4.8 | 4.95 | 309 | 0.131 | 0.141 | 1
2025-04-04 00:00 | 4 | 0 | 4.44 | 4.65 | 4.8 | 4.93 | 5.03 | 5.16 | 313 | 0.105 | 0.113 | 1
2025-04-04 01:00 | 4 | 1 | 4.09 | 4.29 | 4.44 | 4.55 | 4.65 | 4.77 | 298 | 0.086 | 0.116 | 1
2025-04-04 02:00 | 4 | 2 | 3.74 | 3.92 | 4.04 | 4.15 | 4.23 | 4.34 | 289 | 0.174 | 0.111 | 1
2025-04-04 03:00 | 4 | 3 | 4.3 | 4.49 | 4.63 | 4.74 | 4.83 | 4.95 | 293 | 0.119 | 0.105 | 1
2025-04-04 04:00 | 4 | 4 | 5.11 | 5.35 | 5.53 | 5.68 | 5.8 | 5.95 | 297 | 0.12 | 0.115 | 1
2025-04-04 05:00 | 4 | 5 | 5.05 | 5.3 | 5.49 | 5.64 | 5.76 | 5.92 | 309 | 0.12 | 0.121 | 0
2025-04-04 06:00 | 4 | 6 | 6.2 | 6.48 | 6.69 | 6.86 | 7 | 7.18 | 308 | 0.101 | 0.111 | 1
2025-04-04 07:00 | 4 | 7 | 6.57 | 6.9 | 7.15 | 7.34 | 7.5 | 7.71 | 311 | 0.104 | 0.12 | 1
2025-04-04 08:00 | 4 | 8 | 5.97 | 6.24 | 6.45 | 6.61 | 6.75 | 6.92 | 303 | 0.117 | 0.112 | 1
2025-04-04 09:00 | 4 | 9 | 5.29 | 5.55 | 5.74 | 5.89 | 6.01 | 6.17 | 291 | 0.118 | 0.116 | 1
2025-04-04 10:00 | 4 | 10 | 5.8 | 6.06 | 6.25 | 6.41 | 6.53 | 6.69 | 288 | 0.094 | 0.109 | 0
2025-04-04 11:00 | 4 | 11 | 5.29 | 5.53 | 5.71 | 5.85 | 5.97 | 6.12 | 290 | 0.123 | 0.111 | 1
2025-04-04 12:00 | 4 | 12 | 5.11 | 5.29 | 5.43 | 5.53 | 5.62 | 5.73 | 286 | 0.15 | 0.086 | 1
2025-04-04 13:00 | 4 | 13 | 4.37 | 4.54 | 4.66 | 4.76 | 4.85 | 4.95 | 283 | 0.128 | 0.095 | 1
2025-04-04 14:00 | 4 | 14 | 5.03 | 5.24 | 5.39 | 5.51 | 5.6 | 5.73 | 283 | 0.117 | 0.098 | 1
2025-04-04 15:00 | 4 | 15 | 5.68 | 5.88 | 6.04 | 6.16 | 6.26 | 6.39 | 279 | 0.109 | 0.089 | 1
2025-04-04 16:00 | 4 | 16 | 6.21 | 6.47 | 6.67 | 6.82 | 6.95 | 7.11 | 283 | 0.1 | 0.103 | 1
2025-04-04 17:00 | 4 | 17 | 5.73 | 5.98 | 6.16 | 6.31 | 6.43 | 6.58 | 287 | 0.082 | 0.105 | 1
2025-04-04 18:00 | 4 | 18 | 4.05 | 4.28 | 4.45 | 4.59 | 4.7 | 4.85 | 291 | 0.131 | 0.136 | 1
2025-04-04 19:00 | 4 | 19 | 3.77 | 4 | 4.18 | 4.32 | 4.44 | 4.58 | 295 | 0.153 | 0.148 | 1
2025-04-04 20:00 | 4 | 20 | 3.64 | 3.88 | 4.05 | 4.19 | 4.3 | 4.45 | 306 | 0.14 | 0.151 | 1
2025-04-04 21:00 | 4 | 21 | 3.08 | 3.28 | 3.42 | 3.53 | 3.63 | 3.75 | 317 | 0.149 | 0.148 | 1
2025-04-04 22:00 | 4 | 22 | 3.2 | 3.37 | 3.51 | 3.61 | 3.7 | 3.82 | 318 | 0.161 | 0.134 | 1
2025-04-04 23:00 | 4 | 23 | 2.89 | 3.06 | 3.18 | 3.28 | 3.36 | 3.46 | 320 | 0.163 | 0.136 | 1
2025-04-05 00:00 | 4 | 0 | 3.22 | 3.38 | 3.49 | 3.59 | 3.67 | 3.76 | 323 | 0.146 | 0.119 | 1
2025-04-05 01:00 | 4 | 1 | 3.74 | 3.93 | 4.08 | 4.19 | 4.29 | 4.41 | 308 | 0.141 | 0.125 | 1
2025-04-05 02:00 | 4 | 2 | 4.2 | 4.39 | 4.53 | 4.64 | 4.73 | 4.85 | 301 | 0.137 | 0.11 | 1
2025-04-05 03:00 | 4 | 3 | 4.57 | 4.74 | 4.87 | 4.97 | 5.06 | 5.16 | 303 | 0.139 | 0.092 | 1
2025-04-05 04:00 | 4 | 4 | 4.5 | 4.66 | 4.79 | 4.88 | 4.96 | 5.06 | 296 | 0.119 | 0.089 | 1
2025-04-05 05:00 | 4 | 5 | 3.89 | 4.01 | 4.1 | 4.17 | 4.22 | 4.29 | 306 | 0.102 | 0.075 | 1
2025-04-05 06:00 | 4 | 6 | 4.04 | 4.15 | 4.24 | 4.3 | 4.35 | 4.42 | 312 | 0.128 | 0.068 | 1
2025-04-05 07:00 | 4 | 7 | 3.43 | 3.52 | 3.59 | 3.65 | 3.69 | 3.75 | 312 | 0.131 | 0.067 | 1
2025-04-05 08:00 | 4 | 8 | 3.55 | 3.63 | 3.68 | 3.72 | 3.76 | 3.8 | 300 | 0.108 | 0.052 | 1
2025-04-05 09:00 | 4 | 9 | 3.51 | 3.6 | 3.66 | 3.7 | 3.74 | 3.79 | 302 | 0.156 | 0.058 | 1
2025-04-05 10:00 | 4 | 10 | 3.59 | 3.69 | 3.77 | 3.82 | 3.87 | 3.93 | 298 | 0.123 | 0.068 | 1
2025-04-05 11:00 | 4 | 11 | 4.07 | 4.21 | 4.31 | 4.39 | 4.45 | 4.53 | 285 | 0.108 | 0.081 | 1
2025-04-05 12:00 | 4 | 12 | 4.03 | 4.17 | 4.27 | 4.35 | 4.41 | 4.5 | 279 | 0.144 | 0.083 | 1
2025-04-05 13:00 | 4 | 13 | 3.12 | 3.21 | 3.28 | 3.34 | 3.38 | 3.44 | 268 | 0.158 | 0.076 | 1
2025-04-05 14:00 | 4 | 14 | 3.09 | 3.18 | 3.24 | 3.3 | 3.34 | 3.39 | 288 | 0.132 | 0.07 | 1
2025-04-05 15:00 | 4 | 15 | 3.81 | 3.93 | 4.02 | 4.1 | 4.16 | 4.23 | 274 | 0.121 | 0.081 | 1
2025-04-05 16:00 | 4 | 16 | 2.59 | 2.71 | 2.8 | 2.87 | 2.93 | 3 | 256 | 0.173 | 0.109 | 1
2025-04-05 17:00 | 4 | 17 | 2.4 | 2.51 | 2.58 | 2.65 | 2.7 | 2.76 | 247 | 0.17 | 0.106 | 1
2025-04-05 18:00 | 4 | 18 | 2.64 | 2.75 | 2.82 | 2.88 | 2.93 | 2.99 | 247 | 0.139 | 0.094 | 1
2025-04-05 19:00 | 4 | 19 | 2.4 | 2.52 | 2.61 | 2.68 | 2.74 | 2.82 | 245 | 0.166 | 0.12 | 1
2025-04-05 20:00 | 4 | 20 | 3.16 | 3.33 | 3.46 | 3.56 | 3.64 | 3.75 | 254 | 0.173 | 0.131 | 1
2025-04-05 21:00 | 4 | 21 | 3.27 | 3.47 | 3.61 | 3.73 | 3.83 | 3.96 | 260 | 0.125 | 0.145 | 1
2025-04-05 22:00 | 4 | 22 | 3.63 | 3.88 | 4.07 | 4.22 | 4.35 | 4.51 | 261 | 0.155 | 0.164 | 1
2025-04-05 23:00 | 4 | 23 | 3.46 | 3.69 | 3.86 | 3.99 | 4.11 | 4.25 | 259 | 0.128 | 0.155 | 1
2025-04-06 00:00 | 4 | 0 | 3.63 | 3.85 | 4.01 | 4.14 | 4.25 | 4.38 | 281 | 0.114 | 0.142 | 1
2025-04-06 01:00 | 4 | 1 | 3.63 | 3.82 | 3.97 | 4.08 | 4.18 | 4.3 | 294 | 0.152 | 0.129 | 1
2025-04-06 02:00 | 4 | 2 | 3.42 | 3.61 | 3.74 | 3.85 | 3.95 | 4.06 | 279 | 0.138 | 0.13 | 1
2025-04-06 03:00 | 4 | 3 | 4.65 | 4.87 | 5.04 | 5.18 | 5.29 | 5.43 | 276 | 0.117 | 0.118 | 1
2025-04-06 04:00 | 4 | 4 | 4.55 | 4.77 | 4.93 | 5.06 | 5.17 | 5.3 | 285 | 0.136 | 0.116 | 1
2025-04-06 05:00 | 4 | 5 | 4.76 | 5.02 | 5.22 | 5.38 | 5.52 | 5.68 | 290 | 0.124 | 0.135 | 1
2025-04-06 06:00 | 4 | 6 | 5.13 | 5.41 | 5.62 | 5.78 | 5.92 | 6.09 | 296 | 0.117 | 0.129 | 1
2025-04-06 07:00 | 4 | 7 | 4.52 | 4.79 | 4.99 | 5.16 | 5.29 | 5.47 | 303 | 0.125 | 0.144 | 1
2025-04-06 08:00 | 4 | 8 | 4.88 | 5.15 | 5.35 | 5.51 | 5.64 | 5.81 | 306 | 0.124 | 0.131 | 1
2025-04-06 09:00 | 4 | 9 | 4.56 | 4.8 | 4.97 | 5.11 | 5.23 | 5.38 | 302 | 0.114 | 0.126 | 1
2025-04-06 10:00 | 4 | 10 | 6.12 | 6.45 | 6.69 | 6.88 | 7.05 | 7.25 | 305 | 0.102 | 0.129 | 1
2025-04-06 11:00 | 4 | 11 | 7.77 | 8.13 | 8.39 | 8.6 | 8.78 | 9 | 306 | 0.079 | 0.111 | 1
2025-04-06 12:00 | 4 | 12 | 7.63 | 7.95 | 8.18 | 8.37 | 8.53 | 8.72 | 310 | 0.102 | 0.101 | 1
2025-04-06 13:00 | 4 | 13 | 7.75 | 8.09 | 8.34 | 8.54 | 8.71 | 8.92 | 317 | 0.123 | 0.107 | 1
2025-04-06 14:00 | 4 | 14 | 8.6 | 9.01 | 9.31 | 9.54 | 9.74 | 9.99 | 315 | 0.099 | 0.113 | 1
2025-04-06 15:00 | 4 | 15 | 8.05 | 8.37 | 8.6 | 8.78 | 8.93 | 9.12 | 315 | 0.12 | 0.095 | 1
2025-04-06 16:00 | 4 | 16 | 7.99 | 8.34 | 8.59 | 8.79 | 8.96 | 9.17 | 309 | 0.118 | 0.104 | 1
2025-04-06 17:00 | 4 | 17 | 7.95 | 8.32 | 8.6 | 8.82 | 9 | 9.23 | 297 | 0.145 | 0.113 | 1
2025-04-06 18:00 | 4 | 18 | 7.26 | 7.59 | 7.83 | 8.02 | 8.18 | 8.39 | 295 | 0.103 | 0.109 | 1
2025-04-06 19:00 | 4 | 19 | 6.88 | 7.22 | 7.47 | 7.66 | 7.83 | 8.04 | 302 | 0.089 | 0.117 | 1
2025-04-06 20:00 | 4 | 20 | 4.91 | 5.14 | 5.3 | 5.44 | 5.55 | 5.68 | 310 | 0.125 | 0.11 | 1
2025-04-06 21:00 | 4 | 21 | 4.13 | 4.35 | 4.51 | 4.64 | 4.74 | 4.88 | 326 | 0.123 | 0.126 | 1
2025-04-06 22:00 | 4 | 22 | 4.12 | 4.38 | 4.57 | 4.73 | 4.86 | 5.02 | 328 | 0.137 | 0.15 | 1
2025-04-06 23:00 | 4 | 23 | 4.87 | 5.19 | 5.43 | 5.62 | 5.78 | 5.98 | 336 | 0.11 | 0.156 | 1
2025-04-07 00:00 | 4 | 0 | 5.11 | 5.46 | 5.72 | 5.93 | 6.11 | 6.33 | 335 | 0.135 | 0.162 | 1
2025-04-07 01:00 | 4 | 1 | 5.26 | 5.61 | 5.88 | 6.09 | 6.27 | 6.5 | 330 | 0.108 | 0.16 | 1
2025-04-07 02:00 | 4 | 2 | 4.25 | 4.54 | 4.76 | 4.94 | 5.09 | 5.28 | 328 | 0.137 | 0.164 | 1
2025-04-07 03:00 | 4 | 3 | 3.3 | 3.56 | 3.75 | 3.9 | 4.04 | 4.2 | 341 | 0.131 | 0.182 | 1
2025-04-07 04:00 | 4 | 4 | 3.62 | 3.89 | 4.1 | 4.26 | 4.41 | 4.59 | 344 | 0.148 | 0.179 | 1
2025-04-07 05:00 | 4 | 5 | 3.43 | 3.71 | 3.91 | 4.08 | 4.22 | 4.41 | 338 | 0.131 | 0.189 | 0
2025-04-07 06:00 | 4 | 6 | 3.66 | 3.92 | 4.12 | 4.28 | 4.42 | 4.59 | 338 | 0.133 | 0.171 | 1
2025-04-07 07:00 | 4 | 7 | 4.29 | 4.58 | 4.8 | 4.98 | 5.13 | 5.32 | 334 | 0.165 | 0.163 | 1
2025-04-07 08:00 | 4 | 8 | 3.63 | 3.87 | 4.04 | 4.18 | 4.3 | 4.45 | 343 | 0.146 | 0.154 | 1
2025-04-07 09:00 | 4 | 9 | 3.23 | 3.4 | 3.53 | 3.64 | 3.72 | 3.83 | 351 | 0.163 | 0.129 | 1
2025-04-07 10:00 | 4 | 10 | 3.02 | 3.17 | 3.28 | 3.37 | 3.45 | 3.54 | 342 | 0.169 | 0.121 | 1
2025-04-07 11:00 | 4 | 11 | 3.58 | 3.73 | 3.84 | 3.92 | 3.99 | 4.08 | 338 | 0.115 | 0.1 | 1
2025-04-07 12:00 | 4 | 12 | 3.53 | 3.68 | 3.79 | 3.88 | 3.96 | 4.05 | 323 | 0.13 | 0.105 | 1
2025-04-07 13:00 | 4 | 13 | 3.25 | 3.37 | 3.45 | 3.52 | 3.57 | 3.64 | 317 | 0.138 | 0.086 | 1
2025-04-07 14:00 | 4 | 14 | 4.6 | 4.76 | 4.87 | 4.96 | 5.03 | 5.13 | 320 | 0.117 | 0.082 | 1
2025-04-07 15:00 | 4 | 15 | 3.86 | 4.01 | 4.11 | 4.2 | 4.27 | 4.36 | 309 | 0.139 | 0.091 | 1
2025-04-07 16:00 | 4 | 16 | 4.53 | 4.73 | 4.87 | 4.99 | 5.09 | 5.21 | 310 | 0.127 | 0.106 | 1
2025-04-07 17:00 | 4 | 17 | 4.87 | 5.08 | 5.23 | 5.35 | 5.45 | 5.58 | 318 | 0.12 | 0.103 | 1
2025-04-07 18:00 | 4 | 18 | 5.2 | 5.43 | 5.6 | 5.74 | 5.85 | 5.99 | 321 | 0.119 | 0.107 | 1
2025-04-07 19:00 | 4 | 19 | 5.28 | 5.5 | 5.66 | 5.78 | 5.89 | 6.02 | 318 | 0.107 | 0.099 | 0
2025-04-07 20:00 | 4 | 20 | 4.07 | 4.22 | 4.34 | 4.43 | 4.51 | 4.6 | 312 | 0.151 | 0.094 | 1
2025-04-07 21:00 | 4 | 21 | 4.03 | 4.17 | 4.28 | 4.36 | 4.43 | 4.52 | 311 | 0.119 | 0.087 | 1
2025-04-07 22:00 | 4 | 22 | 4.11 | 4.3 | 4.43 | 4.55 | 4.64 | 4.75 | 307 | 0.14 | 0.111 | 1
2025-04-07 23:00 | 4 | 23 | 3.88 | 4.07 | 4.21 | 4.32 | 4.41 | 4.52 | 309 | 0.134 | 0.116 | 1
2025-04-08 00:00 | 4 | 0 | 3.38 | 3.54 | 3.66 | 3.75 | 3.83 | 3.93 | 317 | 0.132 | 0.115 | 1
2025-04-08 01:00 | 4 | 1 | 3.69 | 3.85 | 3.97 | 4.06 | 4.14 | 4.24 | 316 | 0.14 | 0.104 | 1
2025-04-08 02:00 | 4 | 2 | 3.8 | 3.95 | 4.06 | 4.15 | 4.22 | 4.31 | 318 | 0.124 | 0.096 | 1
2025-04-08 03:00 | 4 | 3 | 3.8 | 3.97 | 4.1 | 4.2 | 4.28 | 4.39 | 317 | 0.161 | 0.108 | 1
2025-04-08 04:00 | 4 | 4 | 3.33 | 3.46 | 3.56 | 3.64 | 3.71 | 3.79 | 306 | 0.163 | 0.099 | 1
2025-04-08 05:00 | 4 | 5 | 4.1 | 4.26 | 4.38 | 4.47 | 4.55 | 4.65 | 298 | 0.129 | 0.095 | 1
2025-04-08 06:00 | 4 | 6 | 4.07 | 4.23 | 4.34 | 4.43 | 4.51 | 4.6 | 291 | 0.131 | 0.092 | 1
2025-04-08 07:00 | 4 | 7 | 3.66 | 3.79 | 3.89 | 3.97 | 4.04 | 4.12 | 295 | 0.146 | 0.09 | 1
2025-04-08 08:00 | 4 | 8 | 3.04 | 3.16 | 3.25 | 3.32 | 3.38 | 3.46 | 297 | 0.157 | 0.098 | 1
2025-04-08 09:00 | 4 | 9 | 2.3 | 2.38 | 2.44 | 2.48 | 2.52 | 2.57 | 303 | 0.187 | 0.085 | 1
2025-04-08 10:00 | 4 | 10 | 3.27 | 3.38 | 3.47 | 3.54 | 3.59 | 3.66 | 315 | 0.142 | 0.086 | 1
2025-04-08 11:00 | 4 | 11 | 3.82 | 3.95 | 4.04 | 4.11 | 4.17 | 4.25 | 307 | 0.137 | 0.081 | 1
2025-04-08 12:00 | 4 | 12 | 3.63 | 3.74 | 3.82 | 3.89 | 3.94 | 4.01 | 315 | 0.15 | 0.075 | 1
2025-04-08 13:00 | 4 | 13 | 3.14 | 3.24 | 3.31 | 3.36 | 3.41 | 3.47 | 319 | 0.15 | 0.075 | 1
2025-04-08 14:00 | 4 | 14 | 3.04 | 3.13 | 3.19 | 3.24 | 3.29 | 3.34 | 317 | 0.149 | 0.07 | 1
2025-04-08 15:00 | 4 | 15 | 2.73 | 2.79 | 2.83 | 2.86 | 2.89 | 2.92 | 313 | 0.151 | 0.049 | 1
2025-04-08 16:00 | 4 | 16 | 2.3 | 2.34 | 2.37 | 2.39 | 2.41 | 2.43 | 307 | 0.169 | 0.042 | 1
2025-04-08 17:00 | 4 | 17 | 2.46 | 2.52 | 2.56 | 2.59 | 2.62 | 2.65 | 313 | 0.172 | 0.054 | 1
2025-04-08 18:00 | 4 | 18 | 3.48 | 3.54 | 3.58 | 3.61 | 3.64 | 3.67 | 319 | 0.127 | 0.04 | 1
2025-04-08 19:00 | 4 | 19 | 4.74 | 4.82 | 4.88 | 4.92 | 4.96 | 5 | 314 | 0.155 | 0.04 | 1
2025-04-08 20:00 | 4 | 20 | 4.35 | 4.42 | 4.48 | 4.52 | 4.55 | 4.59 | 309 | 0.141 | 0.04 | 1
2025-04-08 21:00 | 4 | 21 | 3.95 | 4.01 | 4.06 | 4.1 | 4.13 | 4.16 | 295 | 0.128 | 0.04 | 1
2025-04-08 22:00 | 4 | 22 | 3.15 | 3.2 | 3.23 | 3.26 | 3.29 | 3.32 | 300 | 0.146 | 0.04 | 1
2025-04-08 23:00 | 4 | 23 | 2.85 | 2.9 | 2.94 | 2.97 | 2.99 | 3.02 | 317 | 0.133 | 0.042 | 1
2025-04-09 00:00 | 4 | 0 | 2.43 | 2.49 | 2.53 | 2.56 | 2.58 | 2.61 | 325 | 0.147 | 0.053 | 0
2025-04-09 01:00 | 4 | 1 | 3.36 | 3.44 | 3.5 | 3.54 | 3.58 | 3.63 | 323 | 0.13 | 0.058 | 1
2025-04-09 02:00 | 4 | 2 | 3.45 | 3.52 | 3.57 | 3.61 | 3.65 | 3.69 | 327 | 0.132 | 0.052 | 1
2025-04-09 03:00 | 4 | 3 | 2.99 | 3.06 | 3.12 | 3.16 | 3.2 | 3.24 | 311 | 0.165 | 0.062 | 1
2025-04-09 04:00 | 4 | 4 | 2.97 | 3.06 | 3.12 | 3.16 | 3.2 | 3.25 | 316 | 0.161 | 0.067 | 1
2025-04-09 05:00 | 4 | 5 | 2.88 | 2.98 | 3.05 | 3.11 | 3.16 | 3.22 | 324 | 0.164 | 0.083 | 1
2025-04-09 06:00 | 4 | 6 | 3.26 | 3.37 | 3.46 | 3.53 | 3.58 | 3.66 | 331 | 0.119 | 0.088 | 1
2025-04-09 07:00 | 4 | 7 | 4.3 | 4.42 | 4.51 | 4.59 | 4.65 | 4.72 | 330 | 0.121 | 0.071 | 1
2025-04-09 08:00 | 4 | 8 | 4.83 | 4.97 | 5.08 | 5.16 | 5.22 | 5.31 | 319 | 0.132 | 0.071 | 1
2025-04-09 09:00 | 4 | 9 | 4.87 | 4.99 | 5.09 | 5.16 | 5.22 | 5.3 | 313 | 0.112 | 0.065 | 1
2025-04-09 10:00 | 4 | 10 | 5.3 | 5.41 | 5.48 | 5.54 | 5.59 | 5.66 | 324 | 0.121 | 0.049 | 1
2025-04-09 11:00 | 4 | 11 | 5.53 | 5.62 | 5.68 | 5.73 | 5.77 | 5.83 | 308 | 0.122 | 0.04 | 1
2025-04-09 12:00 | 4 | 12 | 3.81 | 3.88 | 3.94 | 3.98 | 4.02 | 4.07 | 310 | 0.119 | 0.05 | 1
2025-04-09 13:00 | 4 | 13 | 3.11 | 3.19 | 3.24 | 3.29 | 3.33 | 3.37 | 306 | 0.154 | 0.061 | 1
2025-04-09 14:00 | 4 | 14 | 3 | 3.07 | 3.12 | 3.16 | 3.19 | 3.23 | 314 | 0.186 | 0.058 | 1
2025-04-09 15:00 | 4 | 15 | 2.97 | 3.05 | 3.11 | 3.15 | 3.19 | 3.24 | 299 | 0.149 | 0.065 | 1
2025-04-09 16:00 | 4 | 16 | 3.38 | 3.45 | 3.5 | 3.54 | 3.58 | 3.62 | 298 | 0.16 | 0.05 | 1
2025-04-09 17:00 | 4 | 17 | 3.72 | 3.8 | 3.86 | 3.9 | 3.94 | 3.98 | 300 | 0.12 | 0.052 | 1
2025-04-09 18:00 | 4 | 18 | 3.63 | 3.72 | 3.79 | 3.85 | 3.89 | 3.95 | 302 | 0.127 | 0.063 | 1
2025-04-09 19:00 | 4 | 19 | 4.06 | 4.19 | 4.29 | 4.37 | 4.43 | 4.51 | 298 | 0.106 | 0.08 | 1
2025-04-09 20:00 | 4 | 20 | 3.98 | 4.15 | 4.27 | 4.36 | 4.44 | 4.54 | 282 | 0.133 | 0.099 | 1
2025-04-09 21:00 | 4 | 21 | 2.99 | 3.13 | 3.24 | 3.32 | 3.39 | 3.47 | 281 | 0.144 | 0.112 | 1
2025-04-09 22:00 | 4 | 22 | 3.53 | 3.72 | 3.86 | 3.98 | 4.08 | 4.2 | 274 | 0.163 | 0.131 | 1
2025-04-09 23:00 | 4 | 23 | 3.55 | 3.77 | 3.94 | 4.07 | 4.18 | 4.32 | 282 | 0.146 | 0.149 | 1
2025-04-10 00:00 | 4 | 0 | 3.56 | 3.78 | 3.94 | 4.07 | 4.18 | 4.32 | 281 | 0.15 | 0.147 | 1
2025-04-10 01:00 | 4 | 1 | 4.01 | 4.25 | 4.43 | 4.57 | 4.7 | 4.85 | 280 | 0.127 | 0.145 | 1
2025-04-10 02:00 | 4 | 2 | 3.92 | 4.13 | 4.29 | 4.42 | 4.53 | 4.67 | 276 | 0.151 | 0.132 | 1
2025-04-10 03:00 | 4 | 3 | 4.04 | 4.27 | 4.43 | 4.57 | 4.68 | 4.82 | 276 | 0.109 | 0.133 | 1
2025-04-10 04:00 | 4 | 4 | 3.92 | 4.18 | 4.37 | 4.53 | 4.66 | 4.83 | 280 | 0.136 | 0.158 | 1
2025-04-10 05:00 | 4 | 5 | 4.32 | 4.62 | 4.84 | 5.02 | 5.18 | 5.37 | 285 | 0.124 | 0.165 | 1
2025-04-10 06:00 | 4 | 6 | 4.76 | 5.06 | 5.28 | 5.45 | 5.6 | 5.79 | 292 | 0.098 | 0.148 | 1
2025-04-10 07:00 | 4 | 7 | 4.32 | 4.6 | 4.81 | 4.97 | 5.12 | 5.29 | 295 | 0.103 | 0.153 | 1
2025-04-10 08:00 | 4 | 8 | 4.67 | 4.96 | 5.19 | 5.37 | 5.52 | 5.71 | 299 | 0.12 | 0.153 | 1
2025-04-10 09:00 | 4 | 9 | 4.82 | 5.1 | 5.31 | 5.47 | 5.62 | 5.79 | 296 | 0.125 | 0.14 | 1
2025-04-10 10:00 | 4 | 10 | 5.3 | 5.58 | 5.8 | 5.97 | 6.11 | 6.29 | 299 | 0.139 | 0.13 | 1
2025-04-10 11:00 | 4 | 11 | 5.66 | 5.95 | 6.17 | 6.34 | 6.49 | 6.67 | 299 | 0.104 | 0.124 | 1
2025-04-10 12:00 | 4 | 12 | 6.38 | 6.72 | 6.97 | 7.17 | 7.34 | 7.55 | 309 | 0.099 | 0.127 | 1
2025-04-10 13:00 | 4 | 13 | 7.61 | 8 | 8.29 | 8.52 | 8.71 | 8.95 | 319 | 0.104 | 0.122 | 1
2025-04-10 14:00 | 4 | 14 | 7.96 | 8.4 | 8.72 | 8.97 | 9.19 | 9.46 | 321 | 0.126 | 0.13 | 1
2025-04-10 15:00 | 4 | 15 | 8.4 | 8.82 | 9.13 | 9.38 | 9.59 | 9.85 | 320 | 0.138 | 0.12 | 0
2025-04-10 16:00 | 4 | 16 | 6.55 | 6.85 | 7.08 | 7.26 | 7.41 | 7.6 | 315 | 0.085 | 0.113 | 1
2025-04-10 17:00 | 4 | 17 | 5.46 | 5.67 | 5.83 | 5.95 | 6.06 | 6.19 | 323 | 0.132 | 0.094 | 1
2025-04-10 18:00 | 4 | 18 | 5.42 | 5.66 | 5.83 | 5.97 | 6.08 | 6.23 | 328 | 0.113 | 0.105 | 1
2025-04-10 19:00 | 4 | 19 | 4.51 | 4.74 | 4.91 | 5.05 | 5.16 | 5.31 | 330 | 0.119 | 0.123 | 1
2025-04-10 20:00 | 4 | 20 | 4.61 | 4.83 | 5 | 5.13 | 5.24 | 5.38 | 331 | 0.124 | 0.118 | 1
2025-04-10 21:00 | 4 | 21 | 4.15 | 4.38 | 4.56 | 4.7 | 4.82 | 4.97 | 324 | 0.165 | 0.137 | 1
2025-04-10 22:00 | 4 | 22 | 3.82 | 4.05 | 4.22 | 4.36 | 4.47 | 4.62 | 326 | 0.131 | 0.144 | 1
2025-04-10 23:00 | 4 | 23 | 3.85 | 4.08 | 4.26 | 4.4 | 4.52 | 4.67 | 326 | 0.137 | 0.146 | 1
2025-04-11 00:00 | 4 | 0 | 4.03 | 4.27 | 4.45 | 4.59 | 4.71 | 4.86 | 334 | 0.12 | 0.142 | 1
2025-04-11 01:00 | 4 | 1 | 3.77 | 3.98 | 4.13 | 4.26 | 4.36 | 4.49 | 319 | 0.126 | 0.133 | 1
2025-04-11 02:00 | 4 | 2 | 3.75 | 3.95 | 4.09 | 4.21 | 4.31 | 4.43 | 313 | 0.124 | 0.126 | 1
2025-04-11 03:00 | 4 | 3 | 3.4 | 3.58 | 3.72 | 3.82 | 3.92 | 4.03 | 311 | 0.138 | 0.128 | 1
2025-04-11 04:00 | 4 | 4 | 2.74 | 2.9 | 3.02 | 3.12 | 3.2 | 3.3 | 300 | 0.21 | 0.14 | 1
2025-04-11 05:00 | 4 | 5 | 3.05 | 3.22 | 3.35 | 3.45 | 3.54 | 3.65 | 299 | 0.106 | 0.136 | 1
2025-04-11 06:00 | 4 | 6 | 3.42 | 3.61 | 3.75 | 3.87 | 3.96 | 4.09 | 296 | 0.149 | 0.134 | 1
2025-04-11 07:00 | 4 | 7 | 3.57 | 3.75 | 3.89 | 4 | 4.1 | 4.21 | 304 | 0.147 | 0.126 | 1
2025-04-11 08:00 | 4 | 8 | 3.49 | 3.67 | 3.81 | 3.93 | 4.02 | 4.14 | 289 | 0.142 | 0.13 | 1
2025-04-11 09:00 | 4 | 9 | 3.58 | 3.78 | 3.93 | 4.05 | 4.15 | 4.27 | 287 | 0.134 | 0.134 | 1
2025-04-11 10:00 | 4 | 10 | 3.97 | 4.14 | 4.27 | 4.37 | 4.46 | 4.57 | 287 | 0.136 | 0.106 | 1
2025-04-11 11:00 | 4 | 11 | 4.47 | 4.65 | 4.79 | 4.9 | 4.99 | 5.1 | 284 | 0.105 | 0.099 | 1
2025-04-11 12:00 | 4 | 12 | 4.92 | 5.14 | 5.31 | 5.44 | 5.55 | 5.68 | 305 | 0.088 | 0.108 | 1
2025-04-11 13:00 | 4 | 13 | 5.1 | 5.34 | 5.51 | 5.65 | 5.77 | 5.91 | 309 | 0.116 | 0.111 | 1
2025-04-11 14:00 | 4 | 14 | 5.15 | 5.39 | 5.57 | 5.71 | 5.83 | 5.97 | 300 | 0.148 | 0.113 | 1
2025-04-11 15:00 | 4 | 15 | 5.76 | 6.04 | 6.24 | 6.4 | 6.54 | 6.71 | 302 | 0.105 | 0.115 | 1
2025-04-11 16:00 | 4 | 16 | 5.34 | 5.59 | 5.78 | 5.92 | 6.05 | 6.2 | 304 | 0.127 | 0.113 | 1
2025-04-11 17:00 | 4 | 17 | 5.09 | 5.33 | 5.51 | 5.65 | 5.77 | 5.91 | 310 | 0.114 | 0.114 | 1
2025-04-11 18:00 | 4 | 18 | 4.63 | 4.86 | 5.04 | 5.17 | 5.29 | 5.43 | 302 | 0.132 | 0.12 | 1
2025-04-11 19:00 | 4 | 19 | 3.84 | 4.03 | 4.18 | 4.29 | 4.39 | 4.51 | 304 | 0.122 | 0.122 | 1
2025-04-11 20:00 | 4 | 20 | 3.59 | 3.77 | 3.9 | 4 | 4.09 | 4.2 | 292 | 0.142 | 0.119 | 1
2025-04-11 21:00 | 4 | 21 | 3.21 | 3.39 | 3.53 | 3.64 | 3.74 | 3.85 | 284 | 0.165 | 0.139 | 1
2025-04-11 22:00 | 4 | 22 | 2.7 | 2.87 | 3 | 3.1 | 3.19 | 3.29 | 292 | 0.16 | 0.149 | 1
2025-04-11 23:00 | 4 | 23 | 2.87 | 3.03 | 3.15 | 3.25 | 3.33 | 3.43 | 285 | 0.121 | 0.135 | 1
2025-04-12 00:00 | 4 | 0 | 3.59 | 3.82 | 4 | 4.14 | 4.26 | 4.42 | 290 | 0.139 | 0.158 | 1
2025-04-12 01:00 | 4 | 1 | 3.39 | 3.64 | 3.83 | 3.99 | 4.12 | 4.28 | 294 | 0.156 | 0.175 | 1
2025-04-12 02:00 | 4 | 2 | 3.35 | 3.59 | 3.77 | 3.92 | 4.04 | 4.2 | 307 | 0.149 | 0.171 | 1
2025-04-12 03:00 | 4 | 3 | 3.72 | 3.98 | 4.17 | 4.32 | 4.45 | 4.61 | 311 | 0.152 | 0.162 | 1
2025-04-12 04:00 | 4 | 4 | 3.83 | 4.06 | 4.22 | 4.36 | 4.47 | 4.62 | 317 | 0.131 | 0.141 | 1
2025-04-12 05:00 | 4 | 5 | 3.16 | 3.31 | 3.42 | 3.5 | 3.57 | 3.66 | 328 | 0.158 | 0.111 | 1
2025-04-12 06:00 | 4 | 6 | 4.06 | 4.24 | 4.38 | 4.49 | 4.58 | 4.69 | 313 | 0.13 | 0.11 | 1
2025-04-12 07:00 | 4 | 7 | 4.53 | 4.72 | 4.87 | 4.98 | 5.08 | 5.2 | 305 | 0.126 | 0.104 | 1
2025-04-12 08:00 | 4 | 8 | 5 | 5.16 | 5.29 | 5.38 | 5.46 | 5.56 | 296 | 0.122 | 0.081 | 1
2025-04-12 09:00 | 4 | 9 | 4.91 | 5.08 | 5.2 | 5.3 | 5.38 | 5.48 | 289 | 0.129 | 0.083 | 1
2025-04-12 10:00 | 4 | 10 | 4.88 | 5.04 | 5.15 | 5.24 | 5.31 | 5.41 | 297 | 0.149 | 0.077 | 1
2025-04-12 11:00 | 4 | 11 | 6.32 | 6.51 | 6.66 | 6.77 | 6.87 | 6.98 | 285 | 0.124 | 0.076 | 1
2025-04-12 12:00 | 4 | 12 | 6.7 | 6.84 | 6.94 | 7.01 | 7.07 | 7.15 | 275 | 0.112 | 0.049 | 1
2025-04-12 13:00 | 4 | 13 | 5.92 | 6.07 | 6.19 | 6.28 | 6.35 | 6.44 | 283 | 0.13 | 0.064 | 1
2025-04-12 14:00 | 4 | 14 | 6.17 | 6.32 | 6.43 | 6.51 | 6.58 | 6.66 | 277 | 0.085 | 0.058 | 1
2025-04-12 15:00 | 4 | 15 | 6.08 | 6.21 | 6.31 | 6.38 | 6.44 | 6.51 | 286 | 0.145 | 0.051 | 1
2025-04-12 16:00 | 4 | 16 | 5.14 | 5.25 | 5.34 | 5.41 | 5.46 | 5.53 | 287 | 0.12 | 0.056 | 1
2025-04-12 17:00 | 4 | 17 | 5.25 | 5.39 | 5.49 | 5.57 | 5.64 | 5.72 | 291 | 0.103 | 0.066 | 1
2025-04-12 18:00 | 4 | 18 | 4.38 | 4.53 | 4.64 | 4.73 | 4.8 | 4.89 | 299 | 0.14 | 0.083 | 1
2025-04-12 19:00 | 4 | 19 | 3.49 | 3.64 | 3.75 | 3.83 | 3.9 | 3.99 | 307 | 0.135 | 0.101 | 1
2025-04-12 20:00 | 4 | 20 | 3.25 | 3.41 | 3.52 | 3.61 | 3.69 | 3.79 | 301 | 0.159 | 0.115 | 1
2025-04-12 21:00 | 4 | 21 | 3.21 | 3.37 | 3.49 | 3.58 | 3.66 | 3.76 | 311 | 0.128 | 0.119 | 1
2025-04-12 22:00 | 4 | 22 | 2.83 | 2.99 | 3.11 | 3.21 | 3.29 | 3.39 | 313 | 0.137 | 0.135 | 1
2025-04-12 23:00 | 4 | 23 | 2.22 | 2.34 | 2.42 | 2.49 | 2.55 | 2.63 | 317 | 0.157 | 0.128 | 1
2025-04-13 00:00 | 4 | 0 | 2.41 | 2.53 | 2.62 | 2.7 | 2.76 | 2.84 | 317 | 0.177 | 0.124 | 1
2025-04-13 01:00 | 4 | 1 | 2.05 | 2.16 | 2.24 | 2.3 | 2.35 | 2.42 | 322 | 0.208 | 0.124 | 1
2025-04-13 02:00 | 4 | 2 | 1.51 | 1.59 | 1.66 | 1.71 | 1.75 | 1.81 | 319 | 0.213 | 0.139 | 1
2025-04-13 03:00 | 4 | 3 | 1.53 | 1.62 | 1.68 | 1.73 | 1.78 | 1.83 | 324 | 0.251 | 0.136 | 1
2025-04-13 04:00 | 4 | 4 | 1.9 | 2 | 2.07 | 2.13 | 2.18 | 2.25 | 313 | 0.207 | 0.127 | 1
2025-04-13 05:00 | 4 | 5 | 2.23 | 2.34 | 2.42 | 2.48 | 2.53 | 2.6 | 296 | 0.188 | 0.115 | 1
2025-04-13 06:00 | 4 | 6 | 1.65 | 1.72 | 1.78 | 1.82 | 1.86 | 1.9 | 307 | 0.225 | 0.109 | 1
2025-04-13 07:00 | 4 | 7 | 1.73 | 1.81 | 1.87 | 1.92 | 1.96 | 2 | 301 | 0.214 | 0.11 | 1
2025-04-13 08:00 | 4 | 8 | 1.45 | 1.51 | 1.55 | 1.59 | 1.62 | 1.65 | 310 | 0.223 | 0.101 | 1
2025-04-13 09:00 | 4 | 9 | 1.24 | 1.29 | 1.33 | 1.36 | 1.39 | 1.42 | 304 | 0.258 | 0.103 | 1
2025-04-13 10:00 | 4 | 10 | 1.06 | 1.11 | 1.14 | 1.16 | 1.18 | 1.21 | 306 | 0.3 | 0.097 | 1
2025-04-13 11:00 | 4 | 11 | 1.23 | 1.29 | 1.33 | 1.36 | 1.38 | 1.41 | 300 | 0.255 | 0.102 | 1
2025-04-13 12:00 | 4 | 12 | 1.66 | 1.72 | 1.76 | 1.8 | 1.83 | 1.87 | 290 | 0.218 | 0.091 | 1
2025-04-13 13:00 | 4 | 13 | 1.88 | 1.95 | 2 | 2.04 | 2.07 | 2.11 | 297 | 0.228 | 0.088 | 1
2025-04-13 14:00 | 4 | 14 | 2.25 | 2.33 | 2.39 | 2.43 | 2.47 | 2.52 | 303 | 0.165 | 0.084 | 1
2025-04-13 15:00 | 4 | 15 | 1.9 | 1.97 | 2.02 | 2.06 | 2.09 | 2.13 | 309 | 0.183 | 0.087 | 0
2025-04-13 16:00 | 4 | 16 | 2.57 | 2.65 | 2.72 | 2.76 | 2.8 | 2.85 | 313 | 0.143 | 0.08 | 1
2025-04-13 17:00 | 4 | 17 | 2.96 | 3.05 | 3.11 | 3.17 | 3.21 | 3.26 | 308 | 0.139 | 0.073 | 1
2025-04-13 18:00 | 4 | 18 | 1.87 | 1.92 | 1.96 | 1.99 | 2.02 | 2.05 | 315 | 0.205 | 0.069 | 1
2025-04-13 19:00 | 4 | 19 | 1.85 | 1.9 | 1.94 | 1.96 | 1.98 | 2.01 | 318 | 0.199 | 0.061 | 1
2025-04-13 20:00 | 4 | 20 | 1.27 | 1.31 | 1.34 | 1.37 | 1.38 | 1.41 | 320 | 0.265 | 0.076 | 1
2025-04-13 21:00 | 4 | 21 | 1.07 | 1.11 | 1.13 | 1.15 | 1.16 | 1.18 | 317 | 0.264 | 0.07 | 1
2025-04-13 22:00 | 4 | 22 | 1.53 | 1.58 | 1.62 | 1.65 | 1.68 | 1.71 | 319 | 0.239 | 0.084 | 1
2025-04-13 23:00 | 4 | 23 | 1.66 | 1.72 | 1.76 | 1.8 | 1.82 | 1.86 | 307 | 0.182 | 0.088 | 1
2025-04-14 00:00 | 4 | 0 | 2.14 | 2.21 | 2.27 | 2.32 | 2.35 | 2.4 | 310 | 0.188 | 0.089 | 1
2025-04-14 01:00 | 4 | 1 | 2.2 | 2.28 | 2.34 | 2.38 | 2.42 | 2.47 | 295 | 0.193 | 0.088 | 1
2025-04-14 02:00 | 4 | 2 | 2.63 | 2.73 | 2.8 | 2.85 | 2.89 | 2.95 | 294 | 0.175 | 0.086 | 1
2025-04-14 03:00 | 4 | 3 | 2.77 | 2.87 | 2.95 | 3.01 | 3.06 | 3.12 | 299 | 0.161 | 0.091 | 1
2025-04-14 04:00 | 4 | 4 | 2.31 | 2.39 | 2.46 | 2.51 | 2.55 | 2.6 | 299 | 0.157 | 0.091 | 1
2025-04-14 05:00 | 4 | 5 | 2.18 | 2.26 | 2.32 | 2.36 | 2.4 | 2.45 | 291 | 0.202 | 0.087 | 1
2025-04-14 06:00 | 4 | 6 | 1.8 | 1.86 | 1.9 | 1.93 | 1.95 | 1.99 | 301 | 0.186 | 0.074 | 1
2025-04-14 07:00 | 4 | 7 | 2.01 | 2.07 | 2.12 | 2.15 | 2.18 | 2.22 | 305 | 0.173 | 0.074 | 1
2025-04-14 08:00 | 4 | 8 | 2.55 | 2.62 | 2.68 | 2.72 | 2.75 | 2.79 | 297 | 0.183 | 0.069 | 1
2025-04-14 09:00 | 4 | 9 | 2.16 | 2.22 | 2.25 | 2.28 | 2.31 | 2.34 | 299 | 0.191 | 0.06 | 1
2025-04-14 10:00 | 4 | 10 | 2.47 | 2.54 | 2.59 | 2.63 | 2.67 | 2.71 | 299 | 0.177 | 0.068 | 0
2025-04-14 11:00 | 4 | 11 | 2.41 | 2.47 | 2.52 | 2.55 | 2.58 | 2.62 | 301 | 0.198 | 0.063 | 1
2025-04-14 12:00 | 4 | 12 | 3.49 | 3.57 | 3.64 | 3.68 | 3.72 | 3.77 | 303 | 0.144 | 0.059 | 1
2025-04-14 13:00 | 4 | 13 | 2.92 | 3 | 3.07 | 3.12 | 3.16 | 3.21 | 298 | 0.143 | 0.072 | 1
2025-04-14 14:00 | 4 | 14 | 2.61 | 2.68 | 2.73 | 2.77 | 2.8 | 2.84 | 305 | 0.187 | 0.065 | 1
2025-04-14 15:00 | 4 | 15 | 2.99 | 3.09 | 3.17 | 3.23 | 3.28 | 3.34 | 313 | 0.145 | 0.084 | 1
2025-04-14 16:00 | 4 | 16 | 2.73 | 2.84 | 2.93 | 3 | 3.05 | 3.12 | 309 | 0.143 | 0.103 | 1
2025-04-14 17:00 | 4 | 17 | 1.97 | 2.05 | 2.11 | 2.16 | 2.2 | 2.26 | 309 | 0.199 | 0.104 | 1
2025-04-14 18:00 | 4 | 18 | 1.26 | 1.31 | 1.36 | 1.39 | 1.42 | 1.45 | 311 | 0.269 | 0.108 | 1
2025-04-14 19:00 | 4 | 19 | 1.06 | 1.12 | 1.16 | 1.2 | 1.23 | 1.26 | 313 | 0.3 | 0.13 | 1
2025-04-14 20:00 | 4 | 20 | 0.79 | 0.84 | 0.87 | 0.9 | 0.92 | 0.95 | 315 | 0.3 | 0.134 | 1
2025-04-14 21:00 | 4 | 21 | 1.05 | 1.11 | 1.16 | 1.19 | 1.22 | 1.26 | 314 | 0.3 | 0.142 | 1
2025-04-14 22:00 | 4 | 22 | 1.09 | 1.16 | 1.21 | 1.25 | 1.29 | 1.33 | 306 | 0.3 | 0.15 | 1
2025-04-14 23:00 | 4 | 23 | 1.09 | 1.16 | 1.22 | 1.26 | 1.3 | 1.34 | 304 | 0.27 | 0.159 | 1
2025-04-15 00:00 | 4 | 0 | 1.19 | 1.27 | 1.32 | 1.37 | 1.41 | 1.46 | 312 | 0.256 | 0.156 | 1
2025-04-15 01:00 | 4 | 1 | 1.53 | 1.62 | 1.68 | 1.74 | 1.78 | 1.84 | 305 | 0.217 | 0.141 | 1
2025-04-15 02:00 | 4 | 2 | 1.95 | 2.07 | 2.16 | 2.24 | 2.3 | 2.38 | 310 | 0.215 | 0.15 | 1
2025-04-15 03:00 | 4 | 3 | 2.22 | 2.35 | 2.44 | 2.51 | 2.57 | 2.65 | 303 | 0.186 | 0.131 | 1
2025-04-15 04:00 | 4 | 4 | 3.17 | 3.34 | 3.47 | 3.57 | 3.66 | 3.76 | 308 | 0.141 | 0.131 | 1
2025-04-15 05:00 | 4 | 5 | 3.62 | 3.82 | 3.96 | 4.08 | 4.18 | 4.3 | 296 | 0.15 | 0.129 | 1
2025-04-15 06:00 | 4 | 6 | 3.83 | 4.03 | 4.17 | 4.29 | 4.39 | 4.51 | 313 | 0.15 | 0.124 | 1
2025-04-15 07:00 | 4 | 7 | 3.19 | 3.35 | 3.47 | 3.57 | 3.65 | 3.75 | 310 | 0.153 | 0.124 | 1
2025-04-15 08:00 | 4 | 8 | 4.24 | 4.43 | 4.58 | 4.69 | 4.78 | 4.9 | 308 | 0.142 | 0.11 | 1
2025-04-15 09:00 | 4 | 9 | 3.95 | 4.09 | 4.2 | 4.28 | 4.35 | 4.44 | 303 | 0.139 | 0.089 | 1
2025-04-15 10:00 | 4 | 10 | 2.6 | 2.7 | 2.77 | 2.83 | 2.87 | 2.93 | 313 | 0.152 | 0.09 | 1
2025-04-15 11:00 | 4 | 11 | 3.21 | 3.32 | 3.4 | 3.46 | 3.52 | 3.58 | 319 | 0.13 | 0.082 | 1
2025-04-15 12:00 | 4 | 12 | 3.31 | 3.41 | 3.48 | 3.54 | 3.59 | 3.65 | 312 | 0.161 | 0.075 | 1
2025-04-15 13:00 | 4 | 13 | 3.44 | 3.55 | 3.64 | 3.7 | 3.75 | 3.82 | 318 | 0.158 | 0.079 | 1
2025-04-15 14:00 | 4 | 14 | 3.44 | 3.56 | 3.65 | 3.72 | 3.78 | 3.86 | 329 | 0.154 | 0.087 | 1
2025-04-15 15:00 | 4 | 15 | 3.35 | 3.47 | 3.56 | 3.63 | 3.69 | 3.76 | 337 | 0.147 | 0.088 | 1
2025-04-15 16:00 | 4 | 16 | 3.84 | 3.97 | 4.06 | 4.14 | 4.2 | 4.28 | 337 | 0.132 | 0.084 | 1
2025-04-15 17:00 | 4 | 17 | 3.91 | 4.05 | 4.16 | 4.25 | 4.32 | 4.4 | 341 | 0.113 | 0.09 | 1
2025-04-15 18:00 | 4 | 18 | 3.64 | 3.81 | 3.93 | 4.03 | 4.11 | 4.22 | 353 | 0.146 | 0.111 | 1
2025-04-15 19:00 | 4 | 19 | 3.58 | 3.75 | 3.88 | 3.99 | 4.08 | 4.19 | 355 | 0.12 | 0.119 | 1
2025-04-15 20:00 | 4 | 20 | 3.79 | 3.99 | 4.14 | 4.26 | 4.37 | 4.49 | 340 | 0.12 | 0.128 | 1
2025-04-15 21:00 | 4 | 21 | 4.12 | 4.35 | 4.52 | 4.66 | 4.77 | 4.92 | 343 | 0.138 | 0.134 | 1
2025-04-15 22:00 | 4 | 22 | 3.7 | 3.9 | 4.05 | 4.16 | 4.26 | 4.38 | 348 | 0.159 | 0.127 | 1
2025-04-15 23:00 | 4 | 23 | 4.45 | 4.66 | 4.82 | 4.94 | 5.05 | 5.18 | 334 | 0.148 | 0.115 | 1
2025-04-16 00:00 | 4 | 0 | 4.58 | 4.81 | 4.99 | 5.12 | 5.24 | 5.38 | 334 | 0.107 | 0.121 | 1
2025-04-16 01:00 | 4 | 1 | 3.75 | 3.94 | 4.07 | 4.18 | 4.27 | 4.39 | 342 | 0.15 | 0.118 | 1
2025-04-16 02:00 | 4 | 2 | 3.53 | 3.71 | 3.85 | 3.96 | 4.05 | 4.17 | 353 | 0.139 | 0.127 | 1
2025-04-16 03:00 | 4 | 3 | 4.4 | 4.65 | 4.84 | 5 | 5.12 | 5.29 | 353 | 0.131 | 0.139 | 1
2025-04-16 04:00 | 4 | 4 | 4.27 | 4.5 | 4.67 | 4.8 | 4.91 | 5.05 | 346 | 0.102 | 0.126 | 1
2025-04-16 05:00 | 4 | 5 | 4.27 | 4.48 | 4.64 | 4.76 | 4.87 | 5 | 348 | 0.109 | 0.121 | 1
2025-04-16 06:00 | 4 | 6 | 4.39 | 4.6 | 4.75 | 4.88 | 4.98 | 5.12 | 345 | 0.128 | 0.116 | 1
2025-04-16 07:00 | 4 | 7 | 3.93 | 4.11 | 4.24 | 4.35 | 4.43 | 4.55 | 339 | 0.132 | 0.111 | 1
2025-04-16 08:00 | 4 | 8 | 3.57 | 3.73 | 3.85 | 3.94 | 4.02 | 4.12 | 337 | 0.148 | 0.108 | 1
2025-04-16 09:00 | 4 | 9 | 3.58 | 3.74 | 3.87 | 3.96 | 4.04 | 4.15 | 335 | 0.132 | 0.111 | 1
2025-04-16 10:00 | 4 | 10 | 4.2 | 4.38 | 4.51 | 4.61 | 4.7 | 4.81 | 347 | 0.106 | 0.102 | 1
2025-04-16 11:00 | 4 | 11 | 5.5 | 5.67 | 5.8 | 5.91 | 5.99 | 6.1 | 4 | 0.118 | 0.078 | 1
2025-04-16 12:00 | 4 | 12 | 5.07 | 5.21 | 5.31 | 5.38 | 5.45 | 5.53 | 7 | 0.126 | 0.065 | 1
2025-04-16 13:00 | 4 | 13 | 4.18 | 4.29 | 4.37 | 4.44 | 4.49 | 4.56 | 2 | 0.119 | 0.065 | 1
2025-04-16 14:00 | 4 | 14 | 4.15 | 4.24 | 4.3 | 4.35 | 4.39 | 4.45 | 340 | 0.117 | 0.053 | 1
2025-04-16 15:00 | 4 | 15 | 3.28 | 3.36 | 3.41 | 3.45 | 3.48 | 3.53 | 334 | 0.133 | 0.054 | 1
2025-04-16 16:00 | 4 | 16 | 2.94 | 2.99 | 3.03 | 3.06 | 3.08 | 3.11 | 331 | 0.136 | 0.041 | 1
2025-04-16 17:00 | 4 | 17 | 3.22 | 3.28 | 3.31 | 3.34 | 3.37 | 3.4 | 335 | 0.143 | 0.04 | 1
2025-04-16 18:00 | 4 | 18 | 3.22 | 3.27 | 3.31 | 3.34 | 3.36 | 3.39 | 324 | 0.129 | 0.04 | 1
2025-04-16 19:00 | 4 | 19 | 2.92 | 2.97 | 3 | 3.03 | 3.05 | 3.08 | 329 | 0.144 | 0.04 | 1
2025-04-16 20:00 | 4 | 20 | 2.17 | 2.22 | 2.25 | 2.28 | 2.3 | 2.33 | 348 | 0.21 | 0.054 | 1
2025-04-16 21:00 | 4 | 21 | 2.31 | 2.39 | 2.45 | 2.49 | 2.53 | 2.57 | 341 | 0.173 | 0.08 | 1
2025-04-16 22:00 | 4 | 22 | 2.14 | 2.22 | 2.29 | 2.34 | 2.38 | 2.43 | 332 | 0.196 | 0.096 | 1
2025-04-16 23:00 | 4 | 23 | 2.7 | 2.82 | 2.91 | 2.98 | 3.04 | 3.11 | 322 | 0.141 | 0.106 | 1
2025-04-17 00:00 | 4 | 0 | 2.53 | 2.65 | 2.73 | 2.8 | 2.86 | 2.93 | 314 | 0.182 | 0.11 | 1
2025-04-17 01:00 | 4 | 1 | 2.12 | 2.23 | 2.31 | 2.38 | 2.43 | 2.5 | 317 | 0.153 | 0.124 | 1
2025-04-17 02:00 | 4 | 2 | 2.13 | 2.24 | 2.32 | 2.39 | 2.45 | 2.52 | 320 | 0.207 | 0.128 | 1
2025-04-17 03:00 | 4 | 3 | 2.28 | 2.4 | 2.49 | 2.56 | 2.62 | 2.7 | 323 | 0.154 | 0.129 | 1
2025-04-17 04:00 | 4 | 4 | 2.22 | 2.35 | 2.45 | 2.52 | 2.59 | 2.67 | 323 | 0.167 | 0.138 | 1
2025-04-17 05:00 | 4 | 5 | 1.36 | 1.44 | 1.49 | 1.54 | 1.58 | 1.63 | 320 | 0.229 | 0.137 | 1
2025-04-17 06:00 | 4 | 6 | 0.97 | 1.03 | 1.08 | 1.11 | 1.14 | 1.18 | 331 | 0.3 | 0.143 | 1
2025-04-17 07:00 | 4 | 7 | 1.15 | 1.21 | 1.26 | 1.3 | 1.33 | 1.36 | 324 | 0.286 | 0.128 | 1
2025-04-17 08:00 | 4 | 8 | 1.36 | 1.42 | 1.46 | 1.5 | 1.53 | 1.57 | 320 | 0.244 | 0.112 | 1
2025-04-17 09:00 | 4 | 9 | 1.91 | 2.01 | 2.09 | 2.15 | 2.2 | 2.26 | 326 | 0.189 | 0.125 | 1
2025-04-17 10:00 | 4 | 10 | 1.89 | 1.99 | 2.06 | 2.12 | 2.17 | 2.23 | 333 | 0.217 | 0.125 | 1
2025-04-17 11:00 | 4 | 11 | 1.6 | 1.69 | 1.75 | 1.8 | 1.85 | 1.9 | 331 | 0.214 | 0.128 | 1
2025-04-17 12:00 | 4 | 12 | 1.71 | 1.8 | 1.86 | 1.91 | 1.95 | 2 | 327 | 0.215 | 0.118 | 1
2025-04-17 13:00 | 4 | 13 | 1.94 | 2.03 | 2.09 | 2.14 | 2.18 | 2.24 | 334 | 0.185 | 0.107 | 1
2025-04-17 14:00 | 4 | 14 | 1.49 | 1.56 | 1.62 | 1.66 | 1.69 | 1.74 | 344 | 0.224 | 0.114 | 1
2025-04-17 15:00 | 4 | 15 | 1.71 | 1.79 | 1.85 | 1.89 | 1.93 | 1.97 | 343 | 0.257 | 0.108 | 1
2025-04-17 16:00 | 4 | 16 | 1.77 | 1.85 | 1.91 | 1.96 | 1.99 | 2.04 | 331 | 0.208 | 0.108 | 1
2025-04-17 17:00 | 4 | 17 | 1.08 | 1.15 | 1.19 | 1.23 | 1.26 | 1.29 | 334 | 0.296 | 0.134 | 1
2025-04-17 18:00 | 4 | 18 | 1.16 | 1.25 | 1.31 | 1.36 | 1.41 | 1.46 | 320 | 0.266 | 0.172 | 1
2025-04-17 19:00 | 4 | 19 | 1.26 | 1.35 | 1.41 | 1.46 | 1.51 | 1.56 | 333 | 0.245 | 0.16 | 1
2025-04-17 20:00 | 4 | 20 | 1.42 | 1.51 | 1.57 | 1.63 | 1.67 | 1.73 | 330 | 0.233 | 0.152 | 1
2025-04-17 21:00 | 4 | 21 | 1.47 | 1.57 | 1.65 | 1.71 | 1.76 | 1.83 | 330 | 0.195 | 0.168 | 1
2025-04-17 22:00 | 4 | 22 | 1.66 | 1.78 | 1.86 | 1.93 | 1.99 | 2.06 | 330 | 0.209 | 0.161 | 1
2025-04-17 23:00 | 4 | 23 | 2.11 | 2.26 | 2.38 | 2.48 | 2.56 | 2.66 | 319 | 0.159 | 0.177 | 1
2025-04-18 00:00 | 4 | 0 | 2.33 | 2.51 | 2.66 | 2.77 | 2.87 | 3 | 307 | 0.188 | 0.192 | 1
2025-04-18 01:00 | 4 | 1 | 2.77 | 2.96 | 3.11 | 3.24 | 3.34 | 3.47 | 301 | 0.163 | 0.172 | 1
2025-04-18 02:00 | 4 | 2 | 3.41 | 3.66 | 3.84 | 3.99 | 4.12 | 4.28 | 311 | 0.145 | 0.173 | 1
2025-04-18 03:00 | 4 | 3 | 2.88 | 3.06 | 3.2 | 3.31 | 3.41 | 3.53 | 316 | 0.155 | 0.155 | 1
2025-04-18 04:00 | 4 | 4 | 2.97 | 3.13 | 3.25 | 3.34 | 3.42 | 3.52 | 316 | 0.151 | 0.129 | 1
2025-04-18 05:00 | 4 | 5 | 3.29 | 3.45 | 3.56 | 3.65 | 3.73 | 3.83 | 317 | 0.164 | 0.115 | 1
2025-04-18 06:00 | 4 | 6 | 3.83 | 4.01 | 4.14 | 4.25 | 4.33 | 4.44 | 315 | 0.103 | 0.112 | 1
2025-04-18 07:00 | 4 | 7 | 4.45 | 4.65 | 4.79 | 4.9 | 5 | 5.12 | 321 | 0.139 | 0.105 | 1
2025-04-18 08:00 | 4 | 8 | 4.1 | 4.27 | 4.4 | 4.5 | 4.59 | 4.69 | 322 | 0.125 | 0.103 | 1
2025-04-18 09:00 | 4 | 9 | 4.05 | 4.2 | 4.31 | 4.4 | 4.47 | 4.57 | 317 | 0.119 | 0.091 | 1
2025-04-18 10:00 | 4 | 10 | 3.12 | 3.24 | 3.33 | 3.4 | 3.45 | 3.53 | 317 | 0.153 | 0.092 | 1
2025-04-18 11:00 | 4 | 11 | 3.2 | 3.32 | 3.4 | 3.46 | 3.51 | 3.58 | 315 | 0.138 | 0.084 | 1
2025-04-18 12:00 | 4 | 12 | 3.24 | 3.37 | 3.47 | 3.54 | 3.61 | 3.69 | 320 | 0.129 | 0.098 | 1
2025-04-18 13:00 | 4 | 13 | 3.37 | 3.51 | 3.61 | 3.69 | 3.75 | 3.84 | 317 | 0.136 | 0.099 | 1
2025-04-18 14:00 | 4 | 14 | 3.18 | 3.3 | 3.38 | 3.45 | 3.51 | 3.58 | 306 | 0.155 | 0.091 | 1
2025-04-18 15:00 | 4 | 15 | 3.09 | 3.2 | 3.29 | 3.35 | 3.41 | 3.48 | 322 | 0.148 | 0.09 | 1
2025-04-18 16:00 | 4 | 16 | 2.43 | 2.54 | 2.62 | 2.68 | 2.74 | 2.8 | 314 | 0.172 | 0.109 | 1
2025-04-18 17:00 | 4 | 17 | 1.94 | 2.04 | 2.12 | 2.18 | 2.23 | 2.3 | 311 | 0.192 | 0.131 | 1
2025-04-18 18:00 | 4 | 18 | 1.42 | 1.51 | 1.57 | 1.62 | 1.66 | 1.71 | 306 | 0.222 | 0.139 | 1
2025-04-18 19:00 | 4 | 19 | 2.29 | 2.44 | 2.55 | 2.64 | 2.71 | 2.8 | 300 | 0.164 | 0.152 | 1
2025-04-18 20:00 | 4 | 20 | 1.15 | 1.21 | 1.26 | 1.3 | 1.33 | 1.37 | 306 | 0.28 | 0.134 | 1
2025-04-18 21:00 | 4 | 21 | 0.58 | 0.61 | 0.63 | 0.64 | 0.66 | 0.67 | 302 | 0.3 | 0.116 | 1
2025-04-18 22:00 | 4 | 22 | 0.95 | 1 | 1.05 | 1.08 | 1.11 | 1.14 | 297 | 0.295 | 0.139 | 1
2025-04-18 23:00 | 4 | 23 | 1.26 | 1.33 | 1.38 | 1.43 | 1.46 | 1.5 | 289 | 0.22 | 0.133 | 1
2025-04-19 00:00 | 4 | 0 | 1.08 | 1.13 | 1.18 | 1.21 | 1.24 | 1.28 | 292 | 0.277 | 0.13 | 1
2025-04-19 01:00 | 4 | 1 | 1 | 1.05 | 1.09 | 1.12 | 1.15 | 1.18 | 293 | 0.3 | 0.126 | 1
2025-04-19 02:00 | 4 | 2 | 0.89 | 0.94 | 0.98 | 1.01 | 1.04 | 1.08 | 291 | 0.3 | 0.147 | 1
2025-04-19 03:00 | 4 | 3 | 0.98 | 1.04 | 1.09 | 1.13 | 1.16 | 1.2 | 298 | 0.3 | 0.152 | 1
2025-04-19 04:00 | 4 | 4 | 1.14 | 1.21 | 1.26 | 1.3 | 1.34 | 1.38 | 306 | 0.267 | 0.141 | 1
2025-04-19 05:00 | 4 | 5 | 1.06 | 1.12 | 1.17 | 1.2 | 1.24 | 1.28 | 304 | 0.3 | 0.141 | 1
2025-04-19 06:00 | 4 | 6 | 0.76 | 0.8 | 0.83 | 0.86 | 0.88 | 0.91 | 308 | 0.3 | 0.133 | 1
2025-04-19 07:00 | 4 | 7 | 0.8 | 0.85 | 0.88 | 0.9 | 0.92 | 0.95 | 307 | 0.3 | 0.126 | 1
2025-04-19 08:00 | 4 | 8 | 1.15 | 1.21 | 1.26 | 1.29 | 1.32 | 1.36 | 317 | 0.283 | 0.124 | 1
2025-04-19 09:00 | 4 | 9 | 0.95 | 1 | 1.03 | 1.05 | 1.07 | 1.1 | 322 | 0.3 | 0.107 | 1
2025-04-19 10:00 | 4 | 10 | 0.95 | 0.99 | 1.02 | 1.05 | 1.07 | 1.1 | 331 | 0.3 | 0.114 | 1
2025-04-19 11:00 | 4 | 11 | 0.79 | 0.82 | 0.85 | 0.87 | 0.89 | 0.91 | 308 | 0.3 | 0.11 | 1
2025-04-19 12:00 | 4 | 12 | 0.82 | 0.86 | 0.89 | 0.91 | 0.93 | 0.96 | 303 | 0.3 | 0.119 | 1
2025-04-19 13:00 | 4 | 13 | 0.7 | 0.73 | 0.75 | 0.76 | 0.78 | 0.8 | 321 | 0.3 | 0.102 | 1
2025-04-19 14:00 | 4 | 14 | 0.65 | 0.67 | 0.69 | 0.7 | 0.72 | 0.73 | 322 | 0.3 | 0.094 | 1
2025-04-19 15:00 | 4 | 15 | 0.77 | 0.8 | 0.82 | 0.83 | 0.85 | 0.86 | 312 | 0.3 | 0.091 | 1
2025-04-19 16:00 | 4 | 16 | 1.15 | 1.19 | 1.22 | 1.25 | 1.27 | 1.29 | 308 | 0.269 | 0.09 | 1
2025-04-19 17:00 | 4 | 17 | 0.98 | 1.01 | 1.03 | 1.05 | 1.06 | 1.08 | 311 | 0.3 | 0.075 | 1
2025-04-19 18:00 | 4 | 18 | 0.92 | 0.96 | 0.98 | 1 | 1.01 | 1.03 | 304 | 0.3 | 0.081 | 1
2025-04-19 19:00 | 4 | 19 | 0.97 | 1.01 | 1.03 | 1.05 | 1.07 | 1.09 | 305 | 0.3 | 0.088 | 1
2025-04-19 20:00 | 4 | 20 | 1.24 | 1.29 | 1.32 | 1.35 | 1.37 | 1.4 | 298 | 0.255 | 0.09 | 1
2025-04-19 21:00 | 4 | 21 | 1.31 | 1.36 | 1.4 | 1.43 | 1.46 | 1.49 | 301 | 0.25 | 0.102 | 1
2025-04-19 22:00 | 4 | 22 | 1.24 | 1.3 | 1.34 | 1.37 | 1.4 | 1.44 | 306 | 0.231 | 0.112 | 1
2025-04-19 23:00 | 4 | 23 | 1.7 | 1.77 | 1.83 | 1.87 | 1.91 | 1.95 | 299 | 0.198 | 0.105 | 1
2025-04-20 00:00 | 4 | 0 | 2.41 | 2.52 | 2.61 | 2.67 | 2.73 | 2.8 | 298 | 0.142 | 0.111 | 1
2025-04-20 01:00 | 4 | 1 | 2.69 | 2.83 | 2.94 | 3.03 | 3.1 | 3.19 | 303 | 0.161 | 0.13 | 1
2025-04-20 02:00 | 4 | 2 | 2.47 | 2.63 | 2.75 | 2.84 | 2.92 | 3.02 | 306 | 0.179 | 0.151 | 1
2025-04-20 03:00 | 4 | 3 | 2.17 | 2.31 | 2.41 | 2.49 | 2.56 | 2.65 | 306 | 0.201 | 0.15 | 1
2025-04-20 04:00 | 4 | 4 | 2.39 | 2.55 | 2.67 | 2.77 | 2.85 | 2.96 | 326 | 0.169 | 0.16 | 1
2025-04-20 05:00 | 4 | 5 | 2.53 | 2.7 | 2.83 | 2.94 | 3.03 | 3.14 | 326 | 0.162 | 0.164 | 1
2025-04-20 06:00 | 4 | 6 | 1.81 | 1.92 | 2 | 2.06 | 2.11 | 2.18 | 334 | 0.188 | 0.141 | 1
2025-04-20 07:00 | 4 | 7 | 1.8 | 1.9 | 1.97 | 2.03 | 2.08 | 2.14 | 338 | 0.215 | 0.131 | 1
2025-04-20 08:00 | 4 | 8 | 2.44 | 2.58 | 2.68 | 2.76 | 2.83 | 2.92 | 331 | 0.178 | 0.136 | 1
2025-04-20 09:00 | 4 | 9 | 3.2 | 3.39 | 3.53 | 3.64 | 3.74 | 3.85 | 328 | 0.156 | 0.14 | 1
2025-04-20 10:00 | 4 | 10 | 3.85 | 4.05 | 4.2 | 4.32 | 4.41 | 4.54 | 324 | 0.13 | 0.125 | 1
2025-04-20 11:00 | 4 | 11 | 3.49 | 3.65 | 3.77 | 3.87 | 3.95 | 4.05 | 314 | 0.151 | 0.112 | 0
2025-04-20 12:00 | 4 | 12 | 3.37 | 3.53 | 3.65 | 3.74 | 3.82 | 3.92 | 318 | 0.136 | 0.113 | 1
2025-04-20 13:00 | 4 | 13 | 4.28 | 4.48 | 4.62 | 4.74 | 4.84 | 4.96 | 326 | 0.133 | 0.112 | 1
2025-04-20 14:00 | 4 | 14 | 3.53 | 3.69 | 3.8 | 3.9 | 3.98 | 4.07 | 316 | 0.161 | 0.109 | 1
2025-04-20 15:00 | 4 | 15 | 3.94 | 4.11 | 4.23 | 4.33 | 4.41 | 4.51 | 312 | 0.146 | 0.102 | 1
2025-04-20 16:00 | 4 | 16 | 3.33 | 3.5 | 3.63 | 3.73 | 3.81 | 3.92 | 299 | 0.154 | 0.124 | 1
2025-04-20 17:00 | 4 | 17 | 3.9 | 4.12 | 4.28 | 4.41 | 4.51 | 4.65 | 291 | 0.152 | 0.132 | 1
2025-04-20 18:00 | 4 | 18 | 4.3 | 4.49 | 4.63 | 4.74 | 4.83 | 4.95 | 292 | 0.104 | 0.107 | 1
2025-04-20 19:00 | 4 | 19 | 3.55 | 3.7 | 3.81 | 3.9 | 3.98 | 4.07 | 294 | 0.131 | 0.104 | 1
2025-04-20 20:00 | 4 | 20 | 3.69 | 3.86 | 3.99 | 4.09 | 4.17 | 4.28 | 295 | 0.088 | 0.111 | 1
2025-04-20 21:00 | 4 | 21 | 3.71 | 3.87 | 3.99 | 4.09 | 4.17 | 4.27 | 302 | 0.108 | 0.106 | 1
2025-04-20 22:00 | 4 | 22 | 2.98 | 3.12 | 3.22 | 3.3 | 3.37 | 3.46 | 309 | 0.152 | 0.113 | 1
2025-04-20 23:00 | 4 | 23 | 2.52 | 2.63 | 2.71 | 2.77 | 2.83 | 2.9 | 326 | 0.148 | 0.107 | 1
2025-04-21 00:00 | 4 | 0 | 2.01 | 2.11 | 2.19 | 2.24 | 2.29 | 2.36 | 317 | 0.194 | 0.12 | 1
2025-04-21 01:00 | 4 | 1 | 2.05 | 2.16 | 2.24 | 2.3 | 2.36 | 2.42 | 335 | 0.18 | 0.126 | 1
2025-04-21 02:00 | 4 | 2 | 2.13 | 2.23 | 2.31 | 2.37 | 2.42 | 2.49 | 341 | 0.184 | 0.118 | 1
2025-04-21 03:00 | 4 | 3 | 2.29 | 2.41 | 2.49 | 2.56 | 2.62 | 2.69 | 335 | 0.188 | 0.122 | 1
2025-04-21 04:00 | 4 | 4 | 2.13 | 2.24 | 2.32 | 2.38 | 2.44 | 2.5 | 331 | 0.179 | 0.122 | 1
2025-04-21 05:00 | 4 | 5 | 2.24 | 2.35 | 2.43 | 2.5 | 2.55 | 2.62 | 335 | 0.188 | 0.118 | 1
2025-04-21 06:00 | 4 | 6 | 1.8 | 1.89 | 1.95 | 2 | 2.05 | 2.1 | 337 | 0.203 | 0.115 | 1
2025-04-21 07:00 | 4 | 7 | 2.31 | 2.41 | 2.48 | 2.54 | 2.58 | 2.64 | 336 | 0.194 | 0.101 | 1
2025-04-21 08:00 | 4 | 8 | 2.93 | 3.06 | 3.15 | 3.23 | 3.29 | 3.37 | 340 | 0.176 | 0.107 | 1
2025-04-21 09:00 | 4 | 9 | 3.15 | 3.28 | 3.38 | 3.46 | 3.53 | 3.61 | 334 | 0.145 | 0.104 | 1
2025-04-21 10:00 | 4 | 10 | 3.49 | 3.64 | 3.75 | 3.84 | 3.92 | 4.01 | 333 | 0.119 | 0.105 | 1
2025-04-21 11:00 | 4 | 11 | 2.37 | 2.45 | 2.51 | 2.56 | 2.6 | 2.65 | 330 | 0.187 | 0.084 | 1
2025-04-21 12:00 | 4 | 12 | 2.07 | 2.14 | 2.19 | 2.23 | 2.26 | 2.3 | 336 | 0.198 | 0.077 | 1
2025-04-21 13:00 | 4 | 13 | 2.65 | 2.74 | 2.8 | 2.85 | 2.89 | 2.95 | 331 | 0.154 | 0.081 | 1
2025-04-21 14:00 | 4 | 14 | 2.91 | 3.01 | 3.08 | 3.14 | 3.19 | 3.25 | 317 | 0.153 | 0.084 | 1
2025-04-21 15:00 | 4 | 15 | 2.87 | 2.97 | 3.04 | 3.09 | 3.14 | 3.2 | 312 | 0.161 | 0.081 | 0
2025-04-21 16:00 | 4 | 16 | 2.79 | 2.88 | 2.95 | 3 | 3.05 | 3.1 | 312 | 0.144 | 0.081 | 1
2025-04-21 17:00 | 4 | 17 | 2.61 | 2.7 | 2.76 | 2.81 | 2.86 | 2.91 | 295 | 0.159 | 0.083 | 1
2025-04-21 18:00 | 4 | 18 | 1.5 | 1.57 | 1.62 | 1.66 | 1.7 | 1.74 | 298 | 0.226 | 0.11 | 1
2025-04-21 19:00 | 4 | 19 | 1.22 | 1.27 | 1.31 | 1.35 | 1.37 | 1.41 | 312 | 0.256 | 0.11 | 1
2025-04-21 20:00 | 4 | 20 | 1.45 | 1.53 | 1.59 | 1.64 | 1.68 | 1.73 | 301 | 0.243 | 0.134 | 1
2025-04-21 21:00 | 4 | 21 | 1.6 | 1.69 | 1.76 | 1.81 | 1.86 | 1.91 | 296 | 0.231 | 0.134 | 1
2025-04-21 22:00 | 4 | 22 | 1.34 | 1.42 | 1.48 | 1.53 | 1.56 | 1.61 | 283 | 0.249 | 0.138 | 1
2025-04-21 23:00 | 4 | 23 | 1.18 | 1.24 | 1.29 | 1.33 | 1.36 | 1.4 | 304 | 0.281 | 0.128 | 1
2025-04-22 00:00 | 4 | 0 | 1.39 | 1.47 | 1.54 | 1.58 | 1.62 | 1.68 | 299 | 0.201 | 0.14 | 1
2025-04-22 01:00 | 4 | 1 | 1.64 | 1.73 | 1.79 | 1.84 | 1.89 | 1.94 | 302 | 0.213 | 0.127 | 1
2025-04-22 02:00 | 4 | 2 | 0.98 | 1.03 | 1.06 | 1.09 | 1.11 | 1.14 | 301 | 0.295 | 0.113 | 1
2025-04-22 03:00 | 4 | 3 | 1.32 | 1.38 | 1.42 | 1.45 | 1.48 | 1.52 | 303 | 0.256 | 0.103 | 1
2025-04-22 04:00 | 4 | 4 | 1.55 | 1.62 | 1.68 | 1.72 | 1.75 | 1.8 | 311 | 0.212 | 0.111 | 1
2025-04-22 05:00 | 4 | 5 | 1.87 | 1.96 | 2.02 | 2.07 | 2.12 | 2.17 | 323 | 0.182 | 0.115 | 1
2025-04-22 06:00 | 4 | 6 | 2.32 | 2.43 | 2.51 | 2.57 | 2.63 | 2.69 | 311 | 0.16 | 0.111 | 1
2025-04-22 07:00 | 4 | 7 | 1.65 | 1.73 | 1.79 | 1.84 | 1.88 | 1.93 | 313 | 0.238 | 0.115 | 1
2025-04-22 08:00 | 4 | 8 | 1.96 | 2.05 | 2.11 | 2.16 | 2.2 | 2.25 | 321 | 0.19 | 0.105 | 1
2025-04-22 09:00 | 4 | 9 | 2.09 | 2.17 | 2.23 | 2.28 | 2.33 | 2.38 | 331 | 0.193 | 0.099 | 1
2025-04-22 10:00 | 4 | 10 | 3.02 | 3.15 | 3.24 | 3.32 | 3.38 | 3.46 | 339 | 0.152 | 0.103 | 1
2025-04-22 11:00 | 4 | 11 | 3.66 | 3.83 | 3.95 | 4.04 | 4.13 | 4.23 | 331 | 0.146 | 0.108 | 1
2025-04-22 12:00 | 4 | 12 | 3.16 | 3.31 | 3.42 | 3.51 | 3.58 | 3.67 | 331 | 0.168 | 0.115 | 1
2025-04-22 13:00 | 4 | 13 | 4.18 | 4.37 | 4.51 | 4.62 | 4.71 | 4.83 | 311 | 0.131 | 0.109 | 1
2025-04-22 14:00 | 4 | 14 | 4.33 | 4.48 | 4.6 | 4.69 | 4.76 | 4.85 | 312 | 0.153 | 0.087 | 1
2025-04-22 15:00 | 4 | 15 | 3.59 | 3.72 | 3.82 | 3.89 | 3.96 | 4.04 | 300 | 0.12 | 0.089 | 0
2025-04-22 16:00 | 4 | 16 | 2.87 | 2.99 | 3.08 | 3.14 | 3.2 | 3.28 | 324 | 0.174 | 0.1 | 1
2025-04-22 17:00 | 4 | 17 | 3.12 | 3.24 | 3.33 | 3.4 | 3.46 | 3.53 | 322 | 0.142 | 0.094 | 1
2025-04-22 18:00 | 4 | 18 | 3.11 | 3.21 | 3.29 | 3.35 | 3.4 | 3.47 | 325 | 0.127 | 0.084 | 1
2025-04-22 19:00 | 4 | 19 | 3.21 | 3.32 | 3.4 | 3.46 | 3.51 | 3.58 | 328 | 0.17 | 0.084 | 1
2025-04-22 20:00 | 4 | 20 | 3.37 | 3.5 | 3.6 | 3.68 | 3.74 | 3.82 | 322 | 0.131 | 0.096 | 1
2025-04-22 21:00 | 4 | 21 | 2.41 | 2.51 | 2.59 | 2.64 | 2.69 | 2.75 | 331 | 0.152 | 0.1 | 1
2025-04-22 22:00 | 4 | 22 | 2.49 | 2.6 | 2.68 | 2.75 | 2.8 | 2.87 | 329 | 0.124 | 0.106 | 1
2025-04-22 23:00 | 4 | 23 | 2.2 | 2.3 | 2.37 | 2.43 | 2.48 | 2.54 | 305 | 0.161 | 0.109 | 1
2025-04-23 00:00 | 4 | 0 | 2.46 | 2.58 | 2.66 | 2.72 | 2.78 | 2.85 | 307 | 0.161 | 0.11 | 1
2025-04-23 01:00 | 4 | 1 | 2.58 | 2.7 | 2.8 | 2.87 | 2.93 | 3.01 | 300 | 0.158 | 0.117 | 1
2025-04-23 02:00 | 4 | 2 | 2.36 | 2.45 | 2.52 | 2.58 | 2.62 | 2.68 | 298 | 0.183 | 0.096 | 1
2025-04-23 03:00 | 4 | 3 | 2.47 | 2.57 | 2.65 | 2.71 | 2.76 | 2.82 | 304 | 0.164 | 0.1 | 1
2025-04-23 04:00 | 4 | 4 | 1.91 | 1.98 | 2.04 | 2.08 | 2.11 | 2.16 | 299 | 0.211 | 0.092 | 1
2025-04-23 05:00 | 4 | 5 | 2.1 | 2.18 | 2.23 | 2.28 | 2.32 | 2.36 | 297 | 0.202 | 0.091 | 1
2025-04-23 06:00 | 4 | 6 | 1.71 | 1.78 | 1.82 | 1.86 | 1.89 | 1.93 | 296 | 0.208 | 0.091 | 1
2025-04-23 07:00 | 4 | 7 | 1.41 | 1.46 | 1.5 | 1.53 | 1.56 | 1.59 | 296 | 0.228 | 0.09 | 1
2025-04-23 08:00 | 4 | 8 | 1.27 | 1.31 | 1.34 | 1.37 | 1.39 | 1.42 | 290 | 0.262 | 0.086 | 0
2025-04-23 09:00 | 4 | 9 | 1.31 | 1.36 | 1.39 | 1.41 | 1.43 | 1.46 | 295 | 0.283 | 0.079 | 1
2025-04-23 10:00 | 4 | 10 | 1.58 | 1.64 | 1.68 | 1.72 | 1.75 | 1.79 | 290 | 0.242 | 0.096 | 1
2025-04-23 11:00 | 4 | 11 | 1.95 | 2.02 | 2.08 | 2.12 | 2.16 | 2.2 | 302 | 0.202 | 0.092 | 1
2025-04-23 12:00 | 4 | 12 | 1.87 | 1.93 | 1.98 | 2.01 | 2.04 | 2.08 | 306 | 0.213 | 0.078 | 1
2025-04-23 13:00 | 4 | 13 | 1.87 | 1.94 | 1.99 | 2.02 | 2.05 | 2.09 | 300 | 0.198 | 0.083 | 1
2025-04-23 14:00 | 4 | 14 | 0.83 | 0.86 | 0.87 | 0.89 | 0.9 | 0.91 | 307 | 0.3 | 0.071 | 1
2025-04-23 15:00 | 4 | 15 | 0.64 | 0.65 | 0.66 | 0.67 | 0.68 | 0.69 | 308 | 0.3 | 0.062 | 1
2025-04-23 16:00 | 4 | 16 | 0.89 | 0.91 | 0.93 | 0.94 | 0.95 | 0.96 | 306 | 0.3 | 0.057 | 1
2025-04-23 17:00 | 4 | 17 | 1.09 | 1.11 | 1.13 | 1.14 | 1.15 | 1.17 | 318 | 0.295 | 0.053 | 1
2025-04-23 18:00 | 4 | 18 | 0.83 | 0.85 | 0.86 | 0.87 | 0.88 | 0.89 | 324 | 0.3 | 0.048 | 1
2025-04-23 19:00 | 4 | 19 | 0.93 | 0.94 | 0.95 | 0.96 | 0.97 | 0.98 | 334 | 0.3 | 0.04 | 1
2025-04-23 20:00 | 4 | 20 | 0.69 | 0.71 | 0.72 | 0.73 | 0.74 | 0.75 | 343 | 0.3 | 0.065 | 1
2025-04-23 21:00 | 4 | 21 | 0.75 | 0.77 | 0.79 | 0.8 | 0.82 | 0.83 | 336 | 0.3 | 0.077 | 1
2025-04-23 22:00 | 4 | 22 | 0.41 | 0.42 | 0.43 | 0.44 | 0.44 | 0.45 | 341 | 0.3 | 0.08 | 1
2025-04-23 23:00 | 4 | 23 | 0.61 | 0.64 | 0.66 | 0.68 | 0.7 | 0.71 | 335 | 0.3 | 0.119 | 1
2025-04-24 00:00 | 4 | 0 | 0.7 | 0.73 | 0.75 | 0.77 | 0.79 | 0.81 | 337 | 0.3 | 0.112 | 1
2025-04-24 01:00 | 4 | 1 | 0.43 | 0.45 | 0.46 | 0.47 | 0.48 | 0.5 | 334 | 0.3 | 0.105 | 1
2025-04-24 02:00 | 4 | 2 | 0.43 | 0.45 | 0.47 | 0.48 | 0.49 | 0.5 | 331 | 0.3 | 0.115 | 1
2025-04-24 03:00 | 4 | 3 | 0.55 | 0.57 | 0.59 | 0.61 | 0.62 | 0.63 | 341 | 0.3 | 0.112 | 1
2025-04-24 04:00 | 4 | 4 | 0.38 | 0.4 | 0.42 | 0.43 | 0.44 | 0.45 | 331 | 0.3 | 0.121 | 1
2025-04-24 05:00 | 4 | 5 | 0.38 | 0.4 | 0.41 | 0.42 | 0.43 | 0.44 | 335 | 0.3 | 0.112 | 1
2025-04-24 06:00 | 4 | 6 | 0.23 | 0.24 | 0.25 | 0.25 | 0.26 | 0.27 | 315 | 0.3 | 0.121 | 1
2025-04-24 07:00 | 4 | 7 | 0.18 | 0.19 | 0.19 | 0.2 | 0.2 | 0.21 | 314 | 0.3 | 0.129 | 1
2025-04-24 08:00 | 4 | 8 | 0.24 | 0.25 | 0.26 | 0.27 | 0.28 | 0.28 | 313 | 0.3 | 0.122 | 1
2025-04-24 09:00 | 4 | 9 | 0.34 | 0.35 | 0.37 | 0.38 | 0.38 | 0.4 | 304 | 0.3 | 0.121 | 1
2025-04-24 10:00 | 4 | 10 | 0.65 | 0.68 | 0.71 | 0.73 | 0.74 | 0.77 | 296 | 0.3 | 0.125 | 1
2025-04-24 11:00 | 4 | 11 | 0.72 | 0.76 | 0.78 | 0.8 | 0.82 | 0.84 | 304 | 0.3 | 0.116 | 1
2025-04-24 12:00 | 4 | 12 | 1.08 | 1.13 | 1.16 | 1.19 | 1.21 | 1.24 | 309 | 0.3 | 0.103 | 1
2025-04-24 13:00 | 4 | 13 | 0.86 | 0.9 | 0.94 | 0.96 | 0.98 | 1.01 | 297 | 0.3 | 0.119 | 1
2025-04-24 14:00 | 4 | 14 | 0.96 | 1 | 1.04 | 1.06 | 1.09 | 1.12 | 308 | 0.3 | 0.116 | 1
2025-04-24 15:00 | 4 | 15 | 1.29 | 1.34 | 1.38 | 1.41 | 1.44 | 1.47 | 312 | 0.265 | 0.103 | 1
2025-04-24 16:00 | 4 | 16 | 1.44 | 1.5 | 1.54 | 1.58 | 1.61 | 1.65 | 302 | 0.23 | 0.103 | 1
2025-04-24 17:00 | 4 | 17 | 0.87 | 0.9 | 0.93 | 0.95 | 0.97 | 0.99 | 291 | 0.3 | 0.099 | 1
2025-04-24 18:00 | 4 | 18 | 1.38 | 1.42 | 1.46 | 1.48 | 1.51 | 1.53 | 299 | 0.248 | 0.083 | 1
2025-04-24 19:00 | 4 | 19 | 1.19 | 1.23 | 1.27 | 1.3 | 1.32 | 1.35 | 298 | 0.3 | 0.096 | 1
2025-04-24 20:00 | 4 | 20 | 0.72 | 0.75 | 0.77 | 0.79 | 0.81 | 0.83 | 305 | 0.3 | 0.111 | 1
2025-04-24 21:00 | 4 | 21 | 0.8 | 0.83 | 0.86 | 0.88 | 0.89 | 0.91 | 290 | 0.3 | 0.099 | 1
2025-04-24 22:00 | 4 | 22 | 0.97 | 1.01 | 1.04 | 1.07 | 1.09 | 1.11 | 289 | 0.3 | 0.103 | 1
2025-04-24 23:00 | 4 | 23 | 1.16 | 1.2 | 1.23 | 1.26 | 1.28 | 1.3 | 275 | 0.289 | 0.092 | 1
2025-04-25 00:00 | 4 | 0 | 1.41 | 1.47 | 1.52 | 1.55 | 1.59 | 1.62 | 280 | 0.237 | 0.107 | 1
2025-04-25 01:00 | 4 | 1 | 1.59 | 1.67 | 1.73 | 1.78 | 1.82 | 1.87 | 285 | 0.227 | 0.121 | 1
2025-04-25 02:00 | 4 | 2 | 1.91 | 2 | 2.08 | 2.13 | 2.18 | 2.24 | 281 | 0.196 | 0.121 | 1
2025-04-25 03:00 | 4 | 3 | 1.63 | 1.7 | 1.75 | 1.8 | 1.83 | 1.88 | 284 | 0.236 | 0.109 | 1
2025-04-25 04:00 | 4 | 4 | 1.41 | 1.48 | 1.53 | 1.57 | 1.6 | 1.65 | 287 | 0.223 | 0.116 | 1
2025-04-25 05:00 | 4 | 5 | 1.87 | 1.96 | 2.03 | 2.08 | 2.13 | 2.18 | 304 | 0.155 | 0.117 | 1
2025-04-25 06:00 | 4 | 6 | 1.84 | 1.91 | 1.97 | 2.02 | 2.05 | 2.1 | 305 | 0.197 | 0.102 | 1
2025-04-25 07:00 | 4 | 7 | 1.82 | 1.91 | 1.97 | 2.03 | 2.07 | 2.12 | 317 | 0.199 | 0.116 | 1
2025-04-25 08:00 | 4 | 8 | 2 | 2.08 | 2.15 | 2.2 | 2.24 | 2.3 | 318 | 0.206 | 0.107 | 1
2025-04-25 09:00 | 4 | 9 | 1.96 | 2.05 | 2.12 | 2.17 | 2.21 | 2.27 | 322 | 0.199 | 0.11 | 1
2025-04-25 10:00 | 4 | 10 | 2.24 | 2.33 | 2.39 | 2.45 | 2.49 | 2.55 | 328 | 0.191 | 0.098 | 1
2025-04-25 11:00 | 4 | 11 | 2.32 | 2.41 | 2.48 | 2.53 | 2.58 | 2.63 | 342 | 0.156 | 0.096 | 1
2025-04-25 12:00 | 4 | 12 | 2.87 | 2.96 | 3.02 | 3.07 | 3.11 | 3.16 | 343 | 0.159 | 0.073 | 1
2025-04-25 13:00 | 4 | 13 | 2.52 | 2.59 | 2.65 | 2.7 | 2.73 | 2.78 | 355 | 0.152 | 0.075 | 1
2025-04-25 14:00 | 4 | 14 | 2.55 | 2.62 | 2.67 | 2.72 | 2.75 | 2.8 | 348 | 0.151 | 0.071 | 1
2025-04-25 15:00 | 4 | 15 | 3.19 | 3.28 | 3.35 | 3.4 | 3.44 | 3.5 | 332 | 0.132 | 0.069 | 1
2025-04-25 16:00 | 4 | 16 | 3.95 | 4.07 | 4.16 | 4.23 | 4.29 | 4.37 | 342 | 0.13 | 0.077 | 1
2025-04-25 17:00 | 4 | 17 | 3.48 | 3.6 | 3.7 | 3.77 | 3.83 | 3.91 | 336 | 0.13 | 0.089 | 1
2025-04-25 18:00 | 4 | 18 | 2.95 | 3.07 | 3.16 | 3.23 | 3.29 | 3.37 | 320 | 0.174 | 0.101 | 1
2025-04-25 19:00 | 4 | 19 | 3.23 | 3.36 | 3.45 | 3.53 | 3.59 | 3.67 | 303 | 0.148 | 0.095 | 1
2025-04-25 20:00 | 4 | 20 | 3.08 | 3.24 | 3.36 | 3.45 | 3.53 | 3.63 | 300 | 0.137 | 0.124 | 1
2025-04-25 21:00 | 4 | 21 | 3.26 | 3.43 | 3.54 | 3.64 | 3.72 | 3.82 | 298 | 0.165 | 0.119 | 1
2025-04-25 22:00 | 4 | 22 | 3.4 | 3.59 | 3.74 | 3.85 | 3.95 | 4.07 | 306 | 0.14 | 0.136 | 1
2025-04-25 23:00 | 4 | 23 | 2.73 | 2.88 | 2.99 | 3.08 | 3.15 | 3.25 | 309 | 0.168 | 0.132 | 1
2025-04-26 00:00 | 4 | 0 | 2.53 | 2.68 | 2.79 | 2.88 | 2.96 | 3.05 | 326 | 0.176 | 0.143 | 1
2025-04-26 01:00 | 4 | 1 | 2.43 | 2.57 | 2.68 | 2.76 | 2.83 | 2.92 | 313 | 0.156 | 0.139 | 1
2025-04-26 02:00 | 4 | 2 | 2.16 | 2.29 | 2.39 | 2.46 | 2.53 | 2.61 | 303 | 0.18 | 0.144 | 1
2025-04-26 03:00 | 4 | 3 | 2.25 | 2.37 | 2.46 | 2.53 | 2.59 | 2.67 | 311 | 0.183 | 0.128 | 1
2025-04-26 04:00 | 4 | 4 | 2.12 | 2.22 | 2.29 | 2.35 | 2.4 | 2.46 | 299 | 0.186 | 0.112 | 1
2025-04-26 05:00 | 4 | 5 | 2.46 | 2.58 | 2.66 | 2.73 | 2.79 | 2.86 | 291 | 0.168 | 0.113 | 1
2025-04-26 06:00 | 4 | 6 | 2.31 | 2.42 | 2.51 | 2.57 | 2.63 | 2.7 | 279 | 0.163 | 0.119 | 1
2025-04-26 07:00 | 4 | 7 | 1.93 | 2.02 | 2.09 | 2.14 | 2.19 | 2.25 | 281 | 0.21 | 0.115 | 0
2025-04-26 08:00 | 4 | 8 | 1.38 | 1.45 | 1.5 | 1.54 | 1.57 | 1.62 | 284 | 0.265 | 0.123 | 1
2025-04-26 09:00 | 4 | 9 | 1.41 | 1.49 | 1.55 | 1.6 | 1.64 | 1.69 | 289 | 0.244 | 0.133 | 1
2025-04-26 10:00 | 4 | 10 | 1.85 | 1.96 | 2.03 | 2.09 | 2.14 | 2.21 | 292 | 0.177 | 0.131 | 1
2025-04-26 11:00 | 4 | 11 | 1.35 | 1.41 | 1.46 | 1.49 | 1.52 | 1.56 | 302 | 0.26 | 0.107 | 1
2025-04-26 12:00 | 4 | 12 | 1.5 | 1.56 | 1.6 | 1.64 | 1.66 | 1.7 | 299 | 0.243 | 0.095 | 1
2025-04-26 13:00 | 4 | 13 | 1.44 | 1.5 | 1.54 | 1.58 | 1.61 | 1.64 | 287 | 0.238 | 0.102 | 0
2025-04-26 14:00 | 4 | 14 | 1.41 | 1.46 | 1.5 | 1.53 | 1.55 | 1.58 | 278 | 0.255 | 0.087 | 1
2025-04-26 15:00 | 4 | 15 | 1.48 | 1.54 | 1.59 | 1.62 | 1.65 | 1.69 | 274 | 0.22 | 0.099 | 1
2025-04-26 16:00 | 4 | 16 | 1.32 | 1.37 | 1.41 | 1.44 | 1.46 | 1.49 | 275 | 0.256 | 0.09 | 1
2025-04-26 17:00 | 4 | 17 | 1.6 | 1.68 | 1.73 | 1.77 | 1.81 | 1.86 | 282 | 0.237 | 0.111 | 1
2025-04-26 18:00 | 4 | 18 | 1.59 | 1.66 | 1.71 | 1.75 | 1.79 | 1.83 | 278 | 0.232 | 0.107 | 1
2025-04-26 19:00 | 4 | 19 | 1.92 | 2.01 | 2.08 | 2.13 | 2.18 | 2.24 | 281 | 0.207 | 0.117 | 1
2025-04-26 20:00 | 4 | 20 | 2.06 | 2.18 | 2.27 | 2.35 | 2.41 | 2.49 | 287 | 0.185 | 0.145 | 1
2025-04-26 21:00 | 4 | 21 | 1.91 | 2.02 | 2.11 | 2.18 | 2.24 | 2.32 | 288 | 0.207 | 0.147 | 1
2025-04-26 22:00 | 4 | 22 | 2.02 | 2.15 | 2.24 | 2.32 | 2.39 | 2.47 | 286 | 0.176 | 0.153 | 1
2025-04-26 23:00 | 4 | 23 | 2.53 | 2.7 | 2.82 | 2.92 | 3.01 | 3.12 | 290 | 0.185 | 0.159 | 1
2025-04-27 00:00 | 4 | 0 | 2.46 | 2.64 | 2.77 | 2.88 | 2.97 | 3.09 | 297 | 0.174 | 0.173 | 1
2025-04-27 01:00 | 4 | 1 | 2.57 | 2.76 | 2.9 | 3.01 | 3.1 | 3.23 | 303 | 0.176 | 0.172 | 1
2025-04-27 02:00 | 4 | 2 | 2.37 | 2.54 | 2.67 | 2.77 | 2.86 | 2.97 | 309 | 0.156 | 0.172 | 1
2025-04-27 03:00 | 4 | 3 | 2.23 | 2.4 | 2.52 | 2.63 | 2.72 | 2.83 | 316 | 0.161 | 0.181 | 1
2025-04-27 04:00 | 4 | 4 | 2.66 | 2.87 | 3.03 | 3.16 | 3.27 | 3.41 | 295 | 0.181 | 0.189 | 1
2025-04-27 05:00 | 4 | 5 | 2.22 | 2.38 | 2.51 | 2.61 | 2.7 | 2.81 | 289 | 0.194 | 0.18 | 1
2025-04-27 06:00 | 4 | 6 | 2.77 | 2.97 | 3.11 | 3.23 | 3.33 | 3.46 | 282 | 0.165 | 0.167 | 1
2025-04-27 07:00 | 4 | 7 | 2.39 | 2.54 | 2.66 | 2.75 | 2.83 | 2.93 | 269 | 0.179 | 0.156 | 1
2025-04-27 08:00 | 4 | 8 | 2.06 | 2.17 | 2.25 | 2.31 | 2.36 | 2.43 | 281 | 0.191 | 0.125 | 1
2025-04-27 09:00 | 4 | 9 | 1.56 | 1.62 | 1.67 | 1.71 | 1.74 | 1.78 | 283 | 0.243 | 0.102 | 1
2025-04-27 10:00 | 4 | 10 | 2 | 2.09 | 2.15 | 2.19 | 2.23 | 2.28 | 283 | 0.215 | 0.098 | 1
2025-04-27 11:00 | 4 | 11 | 1.96 | 2.02 | 2.07 | 2.11 | 2.14 | 2.18 | 288 | 0.206 | 0.079 | 1
2025-04-27 12:00 | 4 | 12 | 2.48 | 2.53 | 2.57 | 2.59 | 2.61 | 2.64 | 292 | 0.198 | 0.047 | 0
2025-04-27 13:00 | 4 | 13 | 2.48 | 2.52 | 2.55 | 2.57 | 2.59 | 2.61 | 282 | 0.163 | 0.04 | 1
2025-04-27 14:00 | 4 | 14 | 1.77 | 1.8 | 1.82 | 1.83 | 1.85 | 1.86 | 282 | 0.194 | 0.04 | 1
2025-04-27 15:00 | 4 | 15 | 2.12 | 2.16 | 2.18 | 2.2 | 2.22 | 2.24 | 275 | 0.188 | 0.04 | 1
2025-04-27 16:00 | 4 | 16 | 1.63 | 1.67 | 1.7 | 1.72 | 1.74 | 1.76 | 279 | 0.214 | 0.059 | 1
2025-04-27 17:00 | 4 | 17 | 1.86 | 1.91 | 1.94 | 1.97 | 1.99 | 2.02 | 289 | 0.194 | 0.063 | 1
2025-04-27 18:00 | 4 | 18 | 1.42 | 1.47 | 1.5 | 1.52 | 1.54 | 1.57 | 280 | 0.233 | 0.073 | 1
2025-04-27 19:00 | 4 | 19 | 2.14 | 2.21 | 2.26 | 2.3 | 2.34 | 2.38 | 277 | 0.17 | 0.078 | 1
2025-04-27 20:00 | 4 | 20 | 2.22 | 2.28 | 2.33 | 2.37 | 2.4 | 2.44 | 275 | 0.193 | 0.072 | 1
2025-04-27 21:00 | 4 | 21 | 1.8 | 1.87 | 1.92 | 1.96 | 2 | 2.04 | 264 | 0.204 | 0.092 | 1
2025-04-27 22:00 | 4 | 22 | 1.48 | 1.54 | 1.59 | 1.63 | 1.66 | 1.7 | 266 | 0.242 | 0.104 | 1
2025-04-27 23:00 | 4 | 23 | 2.09 | 2.18 | 2.25 | 2.3 | 2.35 | 2.4 | 266 | 0.158 | 0.107 | 1
2025-04-28 00:00 | 4 | 0 | 2.52 | 2.65 | 2.75 | 2.82 | 2.89 | 2.97 | 264 | 0.164 | 0.123 | 1
2025-04-28 01:00 | 4 | 1 | 2.15 | 2.24 | 2.31 | 2.36 | 2.4 | 2.46 | 271 | 0.164 | 0.1 | 1
2025-04-28 02:00 | 4 | 2 | 2.26 | 2.37 | 2.44 | 2.51 | 2.56 | 2.62 | 272 | 0.209 | 0.11 | 1
2025-04-28 03:00 | 4 | 3 | 2.24 | 2.33 | 2.41 | 2.46 | 2.51 | 2.57 | 275 | 0.206 | 0.107 | 1
2025-04-28 04:00 | 4 | 4 | 2.97 | 3.11 | 3.21 | 3.29 | 3.35 | 3.44 | 263 | 0.133 | 0.111 | 1
2025-04-28 05:00 | 4 | 5 | 2.66 | 2.77 | 2.85 | 2.91 | 2.96 | 3.03 | 267 | 0.157 | 0.1 | 1
2025-04-28 06:00 | 4 | 6 | 3.02 | 3.12 | 3.2 | 3.26 | 3.32 | 3.38 | 274 | 0.127 | 0.087 | 1
2025-04-28 07:00 | 4 | 7 | 2.3 | 2.38 | 2.45 | 2.5 | 2.54 | 2.59 | 259 | 0.191 | 0.091 | 1
2025-04-28 08:00 | 4 | 8 | 1.92 | 1.99 | 2.05 | 2.1 | 2.13 | 2.18 | 256 | 0.205 | 0.098 | 1
2025-04-28 09:00 | 4 | 9 | 2.13 | 2.19 | 2.24 | 2.28 | 2.31 | 2.35 | 254 | 0.204 | 0.075 | 1
2025-04-28 10:00 | 4 | 10 | 2.1 | 2.17 | 2.22 | 2.26 | 2.29 | 2.33 | 258 | 0.183 | 0.079 | 1
2025-04-28 11:00 | 4 | 11 | 1.62 | 1.67 | 1.71 | 1.74 | 1.77 | 1.8 | 278 | 0.222 | 0.081 | 1
2025-04-28 12:00 | 4 | 12 | 1.52 | 1.57 | 1.61 | 1.64 | 1.67 | 1.7 | 294 | 0.225 | 0.085 | 1
2025-04-28 13:00 | 4 | 13 | 1.77 | 1.83 | 1.87 | 1.9 | 1.93 | 1.96 | 288 | 0.221 | 0.075 | 1
2025-04-28 14:00 | 4 | 14 | 2.91 | 3.03 | 3.11 | 3.18 | 3.24 | 3.31 | 292 | 0.154 | 0.097 | 1
2025-04-28 15:00 | 4 | 15 | 3.06 | 3.19 | 3.29 | 3.37 | 3.43 | 3.52 | 304 | 0.155 | 0.106 | 1
2025-04-28 16:00 | 4 | 16 | 2.73 | 2.86 | 2.96 | 3.04 | 3.1 | 3.18 | 315 | 0.161 | 0.115 | 1
2025-04-28 17:00 | 4 | 17 | 2.52 | 2.65 | 2.75 | 2.82 | 2.88 | 2.96 | 309 | 0.163 | 0.121 | 1
2025-04-28 18:00 | 4 | 18 | 2.95 | 3.1 | 3.22 | 3.31 | 3.39 | 3.49 | 313 | 0.142 | 0.128 | 1
2025-04-28 19:00 | 4 | 19 | 3.29 | 3.45 | 3.57 | 3.67 | 3.75 | 3.85 | 305 | 0.143 | 0.118 | 1
2025-04-28 20:00 | 4 | 20 | 3.96 | 4.16 | 4.3 | 4.42 | 4.52 | 4.64 | 300 | 0.169 | 0.121 | 1
2025-04-28 21:00 | 4 | 21 | 2.7 | 2.85 | 2.96 | 3.05 | 3.13 | 3.22 | 302 | 0.163 | 0.133 | 1
2025-04-28 22:00 | 4 | 22 | 2.23 | 2.37 | 2.47 | 2.55 | 2.62 | 2.71 | 299 | 0.193 | 0.146 | 1
2025-04-28 23:00 | 4 | 23 | 2.57 | 2.73 | 2.85 | 2.95 | 3.03 | 3.13 | 302 | 0.159 | 0.15 | 1
2025-04-29 00:00 | 4 | 0 | 2.82 | 2.98 | 3.1 | 3.19 | 3.27 | 3.37 | 302 | 0.138 | 0.136 | 1
2025-04-29 01:00 | 4 | 1 | 1.96 | 2.08 | 2.17 | 2.24 | 2.31 | 2.38 | 307 | 0.18 | 0.149 | 1
2025-04-29 02:00 | 4 | 2 | 1.89 | 2 | 2.08 | 2.14 | 2.19 | 2.26 | 311 | 0.203 | 0.133 | 1
2025-04-29 03:00 | 4 | 3 | 1.68 | 1.77 | 1.83 | 1.89 | 1.93 | 1.99 | 306 | 0.203 | 0.128 | 1
2025-04-29 04:00 | 4 | 4 | 1.95 | 2.05 | 2.12 | 2.17 | 2.22 | 2.28 | 317 | 0.196 | 0.117 | 1
2025-04-29 05:00 | 4 | 5 | 2.27 | 2.38 | 2.46 | 2.52 | 2.57 | 2.64 | 321 | 0.19 | 0.113 | 1
2025-04-29 06:00 | 4 | 6 | 2.16 | 2.27 | 2.35 | 2.41 | 2.47 | 2.54 | 312 | 0.182 | 0.122 | 1
2025-04-29 07:00 | 4 | 7 | 1.74 | 1.83 | 1.9 | 1.96 | 2 | 2.06 | 318 | 0.185 | 0.129 | 1
2025-04-29 08:00 | 4 | 8 | 1.6 | 1.69 | 1.75 | 1.8 | 1.84 | 1.9 | 325 | 0.242 | 0.129 | 1
2025-04-29 09:00 | 4 | 9 | 1.81 | 1.9 | 1.97 | 2.02 | 2.06 | 2.12 | 327 | 0.207 | 0.117 | 1
2025-04-29 10:00 | 4 | 10 | 2.25 | 2.36 | 2.44 | 2.51 | 2.56 | 2.63 | 319 | 0.184 | 0.119 | 1
2025-04-29 11:00 | 4 | 11 | 2.51 | 2.65 | 2.75 | 2.83 | 2.9 | 2.98 | 314 | 0.179 | 0.13 | 1
2025-04-29 12:00 | 4 | 12 | 2.65 | 2.77 | 2.85 | 2.92 | 2.98 | 3.06 | 312 | 0.181 | 0.108 | 1
2025-04-29 13:00 | 4 | 13 | 2.59 | 2.7 | 2.78 | 2.84 | 2.9 | 2.96 | 312 | 0.174 | 0.101 | 1
2025-04-29 14:00 | 4 | 14 | 2.41 | 2.52 | 2.6 | 2.67 | 2.72 | 2.79 | 296 | 0.167 | 0.109 | 1
2025-04-29 15:00 | 4 | 15 | 3.18 | 3.34 | 3.45 | 3.54 | 3.61 | 3.7 | 305 | 0.142 | 0.114 | 1
2025-04-29 16:00 | 4 | 16 | 2.66 | 2.81 | 2.91 | 3 | 3.07 | 3.16 | 307 | 0.163 | 0.129 | 1
2025-04-29 17:00 | 4 | 17 | 3.04 | 3.2 | 3.33 | 3.42 | 3.51 | 3.61 | 311 | 0.148 | 0.13 | 1
2025-04-29 18:00 | 4 | 18 | 3.11 | 3.26 | 3.37 | 3.46 | 3.53 | 3.63 | 315 | 0.136 | 0.117 | 1
2025-04-29 19:00 | 4 | 19 | 3.57 | 3.72 | 3.82 | 3.91 | 3.98 | 4.07 | 317 | 0.178 | 0.099 | 1
2025-04-29 20:00 | 4 | 20 | 3.15 | 3.24 | 3.31 | 3.36 | 3.41 | 3.46 | 321 | 0.158 | 0.07 | 1
2025-04-29 21:00 | 4 | 21 | 3.14 | 3.23 | 3.3 | 3.35 | 3.39 | 3.44 | 322 | 0.157 | 0.069 | 1
2025-04-29 22:00 | 4 | 22 | 3.18 | 3.28 | 3.35 | 3.41 | 3.46 | 3.52 | 312 | 0.153 | 0.077 | 1
2025-04-29 23:00 | 4 | 23 | 2.66 | 2.77 | 2.85 | 2.91 | 2.97 | 3.03 | 315 | 0.162 | 0.099 | 1
2025-04-30 00:00 | 4 | 0 | 2.17 | 2.27 | 2.34 | 2.4 | 2.45 | 2.51 | 326 | 0.191 | 0.108 | 1
2025-04-30 01:00 | 4 | 1 | 2.18 | 2.29 | 2.36 | 2.43 | 2.48 | 2.55 | 330 | 0.178 | 0.118 | 1
2025-04-30 02:00 | 4 | 2 | 2.2 | 2.29 | 2.35 | 2.41 | 2.45 | 2.51 | 324 | 0.194 | 0.101 | 1
2025-04-30 03:00 | 4 | 3 | 1.96 | 2.04 | 2.11 | 2.16 | 2.2 | 2.25 | 332 | 0.146 | 0.105 | 1
2025-04-30 04:00 | 4 | 4 | 2.02 | 2.11 | 2.18 | 2.24 | 2.28 | 2.34 | 326 | 0.186 | 0.111 | 1
2025-04-30 05:00 | 4 | 5 | 2.28 | 2.4 | 2.48 | 2.55 | 2.61 | 2.68 | 323 | 0.136 | 0.121 | 1
2025-04-30 06:00 | 4 | 6 | 2.71 | 2.85 | 2.94 | 3.02 | 3.08 | 3.17 | 314 | 0.142 | 0.117 | 1
2025-04-30 07:00 | 4 | 7 | 2.54 | 2.67 | 2.76 | 2.83 | 2.9 | 2.98 | 317 | 0.166 | 0.12 | 1
2025-04-30 08:00 | 4 | 8 | 2.84 | 2.97 | 3.07 | 3.15 | 3.22 | 3.31 | 310 | 0.161 | 0.116 | 1
2025-04-30 09:00 | 4 | 9 | 4.04 | 4.23 | 4.37 | 4.49 | 4.58 | 4.7 | 308 | 0.132 | 0.114 | 1
2025-04-30 10:00 | 4 | 10 | 4.5 | 4.75 | 4.94 | 5.09 | 5.21 | 5.37 | 296 | 0.109 | 0.134 | 1
2025-04-30 11:00 | 4 | 11 | 4.86 | 5.13 | 5.33 | 5.49 | 5.63 | 5.8 | 295 | 0.108 | 0.132 | 1
2025-04-30 12:00 | 4 | 12 | 4.7 | 4.94 | 5.13 | 5.27 | 5.39 | 5.55 | 301 | 0.117 | 0.126 | 1
2025-04-30 13:00 | 4 | 13 | 3.7 | 3.89 | 4.02 | 4.13 | 4.23 | 4.34 | 301 | 0.158 | 0.121 | 1
2025-04-30 14:00 | 4 | 14 | 3.23 | 3.39 | 3.5 | 3.59 | 3.67 | 3.77 | 305 | 0.138 | 0.117 | 1
2025-04-30 15:00 | 4 | 15 | 2.55 | 2.69 | 2.79 | 2.87 | 2.94 | 3.03 | 320 | 0.153 | 0.128 | 1
2025-04-30 16:00 | 4 | 16 | 2.4 | 2.53 | 2.63 | 2.7 | 2.77 | 2.85 | 310 | 0.174 | 0.129 | 1
2025-04-30 17:00 | 4 | 17 | 1.63 | 1.71 | 1.78 | 1.83 | 1.87 | 1.92 | 312 | 0.203 | 0.125 | 1
2025-04-30 18:00 | 4 | 18 | 1.65 | 1.74 | 1.8 | 1.85 | 1.9 | 1.95 | 315 | 0.22 | 0.124 | 1
2025-04-30 19:00 | 4 | 19 | 1.31 | 1.37 | 1.41 | 1.45 | 1.48 | 1.52 | 295 | 0.264 | 0.113 | 1
2025-04-30 20:00 | 4 | 20 | 1.04 | 1.1 | 1.14 | 1.17 | 1.19 | 1.23 | 298 | 0.289 | 0.121 | 1
2025-04-30 21:00 | 4 | 21 | 0.54 | 0.57 | 0.59 | 0.61 | 0.62 | 0.64 | 300 | 0.3 | 0.126 | 1
2025-04-30 22:00 | 4 | 22 | 0.43 | 0.45 | 0.46 | 0.48 | 0.49 | 0.5 | 300 | 0.3 | 0.12 | 1
2025-04-30 23:00 | 4 | 23 | 0.5 | 0.52 | 0.54 | 0.55 | 0.56 | 0.58 | 313 | 0.3 | 0.114 | 1
2025-05-01 00:00 | 5 | 0 | 0.99 | 1.04 | 1.08 | 1.11 | 1.13 | 1.16 | 275 | 0.293 | 0.119 | 1
2025-05-01 01:00 | 5 | 1 | 1.1 | 1.16 | 1.21 | 1.25 | 1.28 | 1.32 | 289 | 0.268 | 0.135 | 1
2025-05-01 02:00 | 5 | 2 | 1.43 | 1.5 | 1.55 | 1.59 | 1.63 | 1.67 | 293 | 0.229 | 0.116 | 1
2025-05-01 03:00 | 5 | 3 | 1.34 | 1.4 | 1.45 | 1.48 | 1.51 | 1.55 | 297 | 0.25 | 0.106 | 1
2025-05-01 04:00 | 5 | 4 | 1.15 | 1.2 | 1.23 | 1.26 | 1.29 | 1.32 | 304 | 0.275 | 0.107 | 1
2025-05-01 05:00 | 5 | 5 | 0.74 | 0.78 | 0.8 | 0.82 | 0.83 | 0.85 | 305 | 0.3 | 0.104 | 1
2025-05-01 06:00 | 5 | 6 | 0.55 | 0.58 | 0.6 | 0.61 | 0.62 | 0.64 | 316 | 0.3 | 0.107 | 1
2025-05-01 07:00 | 5 | 7 | 0.58 | 0.61 | 0.63 | 0.64 | 0.65 | 0.67 | 315 | 0.3 | 0.109 | 1
2025-05-01 08:00 | 5 | 8 | 0.64 | 0.66 | 0.68 | 0.69 | 0.7 | 0.72 | 302 | 0.3 | 0.09 | 1
2025-05-01 09:00 | 5 | 9 | 0.8 | 0.82 | 0.84 | 0.86 | 0.87 | 0.89 | 297 | 0.3 | 0.08 | 1
2025-05-01 10:00 | 5 | 10 | 1.07 | 1.1 | 1.12 | 1.14 | 1.16 | 1.18 | 300 | 0.277 | 0.076 | 1
2025-05-01 11:00 | 5 | 11 | 1.19 | 1.22 | 1.25 | 1.27 | 1.28 | 1.31 | 308 | 0.279 | 0.072 | 1
2025-05-01 12:00 | 5 | 12 | 1 | 1.03 | 1.05 | 1.06 | 1.08 | 1.09 | 301 | 0.3 | 0.065 | 1
2025-05-01 13:00 | 5 | 13 | 0.55 | 0.56 | 0.56 | 0.57 | 0.57 | 0.58 | 298 | 0.3 | 0.046 | 1
2025-05-01 14:00 | 5 | 14 | 0.71 | 0.72 | 0.73 | 0.74 | 0.74 | 0.75 | 307 | 0.3 | 0.048 | 1
2025-05-01 15:00 | 5 | 15 | 0.47 | 0.48 | 0.49 | 0.49 | 0.49 | 0.5 | 296 | 0.3 | 0.048 | 1
2025-05-01 16:00 | 5 | 16 | 0.6 | 0.61 | 0.62 | 0.62 | 0.63 | 0.63 | 291 | 0.3 | 0.04 | 1
2025-05-01 17:00 | 5 | 17 | 0.68 | 0.69 | 0.7 | 0.71 | 0.72 | 0.73 | 298 | 0.3 | 0.05 | 1
2025-05-01 18:00 | 5 | 18 | 1.27 | 1.29 | 1.31 | 1.32 | 1.33 | 1.34 | 300 | 0.247 | 0.04 | 1
2025-05-01 19:00 | 5 | 19 | 1.85 | 1.89 | 1.92 | 1.95 | 1.97 | 2 | 293 | 0.208 | 0.058 | 1
2025-05-01 20:00 | 5 | 20 | 2.51 | 2.59 | 2.66 | 2.71 | 2.75 | 2.8 | 287 | 0.192 | 0.085 | 1
2025-05-01 21:00 | 5 | 21 | 2.46 | 2.56 | 2.64 | 2.7 | 2.76 | 2.82 | 295 | 0.143 | 0.105 | 1
2025-05-01 22:00 | 5 | 22 | 3 | 3.15 | 3.26 | 3.35 | 3.43 | 3.53 | 277 | 0.142 | 0.123 | 1
2025-05-01 23:00 | 5 | 23 | 2.23 | 2.35 | 2.45 | 2.53 | 2.59 | 2.68 | 276 | 0.173 | 0.139 | 1
2025-05-02 00:00 | 5 | 0 | 2.48 | 2.62 | 2.73 | 2.81 | 2.88 | 2.97 | 277 | 0.178 | 0.135 | 1
2025-05-02 01:00 | 5 | 1 | 2.41 | 2.56 | 2.68 | 2.77 | 2.84 | 2.94 | 271 | 0.165 | 0.15 | 1
2025-05-02 02:00 | 5 | 2 | 2.74 | 2.9 | 3.02 | 3.12 | 3.2 | 3.3 | 274 | 0.157 | 0.143 | 1
2025-05-02 03:00 | 5 | 3 | 2.96 | 3.14 | 3.27 | 3.38 | 3.46 | 3.58 | 275 | 0.139 | 0.142 | 1
2025-05-02 04:00 | 5 | 4 | 3.27 | 3.46 | 3.6 | 3.72 | 3.81 | 3.93 | 287 | 0.133 | 0.141 | 1
2025-05-02 05:00 | 5 | 5 | 2.86 | 3.02 | 3.14 | 3.23 | 3.31 | 3.41 | 279 | 0.14 | 0.133 | 1
2025-05-02 06:00 | 5 | 6 | 2.23 | 2.35 | 2.43 | 2.5 | 2.56 | 2.63 | 276 | 0.152 | 0.124 | 1
2025-05-02 07:00 | 5 | 7 | 2.03 | 2.14 | 2.21 | 2.27 | 2.33 | 2.39 | 278 | 0.183 | 0.124 | 1
2025-05-02 08:00 | 5 | 8 | 2.06 | 2.18 | 2.26 | 2.33 | 2.39 | 2.46 | 285 | 0.195 | 0.135 | 1
2025-05-02 09:00 | 5 | 9 | 2.52 | 2.66 | 2.76 | 2.84 | 2.9 | 2.99 | 282 | 0.168 | 0.128 | 1
2025-05-02 10:00 | 5 | 10 | 2.97 | 3.13 | 3.25 | 3.35 | 3.43 | 3.53 | 291 | 0.144 | 0.129 | 1
2025-05-02 11:00 | 5 | 11 | 2.93 | 3.08 | 3.19 | 3.27 | 3.35 | 3.44 | 286 | 0.167 | 0.121 | 1
2025-05-02 12:00 | 5 | 12 | 3.05 | 3.22 | 3.35 | 3.45 | 3.53 | 3.64 | 287 | 0.159 | 0.133 | 1
2025-05-02 13:00 | 5 | 13 | 3.5 | 3.72 | 3.88 | 4.01 | 4.12 | 4.26 | 292 | 0.143 | 0.149 | 1
2025-05-02 14:00 | 5 | 14 | 3.03 | 3.19 | 3.31 | 3.41 | 3.49 | 3.59 | 288 | 0.142 | 0.129 | 1
2025-05-02 15:00 | 5 | 15 | 2.9 | 3.07 | 3.19 | 3.28 | 3.37 | 3.47 | 293 | 0.173 | 0.136 | 1
2025-05-02 16:00 | 5 | 16 | 2.92 | 3.08 | 3.2 | 3.3 | 3.38 | 3.49 | 305 | 0.167 | 0.135 | 1
2025-05-02 17:00 | 5 | 17 | 3.39 | 3.59 | 3.74 | 3.85 | 3.95 | 4.08 | 300 | 0.152 | 0.139 | 1
2025-05-02 18:00 | 5 | 18 | 3.48 | 3.72 | 3.9 | 4.04 | 4.16 | 4.32 | 295 | 0.102 | 0.165 | 1
2025-05-02 19:00 | 5 | 19 | 3.58 | 3.82 | 4 | 4.15 | 4.27 | 4.42 | 304 | 0.147 | 0.16 | 1
2025-05-02 20:00 | 5 | 20 | 3.19 | 3.4 | 3.57 | 3.7 | 3.81 | 3.95 | 293 | 0.142 | 0.163 | 1
2025-05-02 21:00 | 5 | 21 | 3.5 | 3.74 | 3.93 | 4.08 | 4.2 | 4.36 | 287 | 0.119 | 0.167 | 1
2025-05-02 22:00 | 5 | 22 | 2.9 | 3.08 | 3.22 | 3.33 | 3.42 | 3.53 | 286 | 0.18 | 0.149 | 1
2025-05-02 23:00 | 5 | 23 | 3.12 | 3.33 | 3.48 | 3.6 | 3.71 | 3.84 | 276 | 0.157 | 0.156 | 1
2025-05-03 00:00 | 5 | 0 | 3.65 | 3.9 | 4.09 | 4.24 | 4.37 | 4.54 | 287 | 0.139 | 0.165 | 1
2025-05-03 01:00 | 5 | 1 | 3.62 | 3.9 | 4.11 | 4.28 | 4.42 | 4.61 | 294 | 0.13 | 0.182 | 1
2025-05-03 02:00 | 5 | 2 | 5.11 | 5.47 | 5.74 | 5.96 | 6.15 | 6.38 | 288 | 0.11 | 0.168 | 1
2025-05-03 03:00 | 5 | 3 | 5.68 | 6.04 | 6.31 | 6.53 | 6.72 | 6.95 | 274 | 0.111 | 0.152 | 1
2025-05-03 04:00 | 5 | 4 | 5.69 | 6.01 | 6.25 | 6.44 | 6.6 | 6.8 | 280 | 0.134 | 0.134 | 1
2025-05-03 05:00 | 5 | 5 | 6.51 | 6.86 | 7.11 | 7.32 | 7.5 | 7.71 | 267 | 0.107 | 0.129 | 1
2025-05-03 06:00 | 5 | 6 | 6.77 | 7.14 | 7.41 | 7.63 | 7.82 | 8.05 | 253 | 0.103 | 0.131 | 1
2025-05-03 07:00 | 5 | 7 | 6.91 | 7.32 | 7.63 | 7.88 | 8.09 | 8.35 | 270 | 0.123 | 0.143 | 1
2025-05-03 08:00 | 5 | 8 | 6.64 | 7.01 | 7.29 | 7.51 | 7.7 | 7.94 | 275 | 0.107 | 0.135 | 1
2025-05-03 09:00 | 5 | 9 | 6.57 | 6.91 | 7.16 | 7.37 | 7.54 | 7.75 | 275 | 0.124 | 0.125 | 1
2025-05-03 10:00 | 5 | 10 | 7.85 | 8.3 | 8.63 | 8.89 | 9.12 | 9.4 | 272 | 0.079 | 0.136 | 1
2025-05-03 11:00 | 5 | 11 | 7.33 | 7.69 | 7.96 | 8.17 | 8.35 | 8.57 | 262 | 0.082 | 0.118 | 0
2025-05-03 12:00 | 5 | 12 | 5.89 | 6.2 | 6.43 | 6.61 | 6.76 | 6.96 | 260 | 0.107 | 0.126 | 1
2025-05-03 13:00 | 5 | 13 | 7.29 | 7.63 | 7.89 | 8.09 | 8.26 | 8.48 | 256 | 0.105 | 0.115 | 1
2025-05-03 14:00 | 5 | 14 | 7.87 | 8.26 | 8.55 | 8.78 | 8.97 | 9.22 | 265 | 0.089 | 0.119 | 1
2025-05-03 15:00 | 5 | 15 | 7.82 | 8.2 | 8.48 | 8.7 | 8.89 | 9.12 | 265 | 0.114 | 0.117 | 1
2025-05-03 16:00 | 5 | 16 | 7.17 | 7.51 | 7.76 | 7.96 | 8.13 | 8.33 | 281 | 0.133 | 0.114 | 1
2025-05-03 17:00 | 5 | 17 | 7.23 | 7.55 | 7.79 | 7.98 | 8.13 | 8.33 | 288 | 0.139 | 0.107 | 1
2025-05-03 18:00 | 5 | 18 | 6.37 | 6.63 | 6.82 | 6.97 | 7.09 | 7.25 | 275 | 0.135 | 0.097 | 1
2025-05-03 19:00 | 5 | 19 | 5.88 | 6.13 | 6.31 | 6.45 | 6.57 | 6.72 | 269 | 0.091 | 0.101 | 1
2025-05-03 20:00 | 5 | 20 | 6.34 | 6.61 | 6.81 | 6.97 | 7.1 | 7.27 | 275 | 0.126 | 0.103 | 1
2025-05-03 21:00 | 5 | 21 | 6.43 | 6.76 | 7.01 | 7.2 | 7.37 | 7.57 | 279 | 0.11 | 0.123 | 1
2025-05-03 22:00 | 5 | 22 | 6.3 | 6.68 | 6.96 | 7.19 | 7.39 | 7.63 | 280 | 0.102 | 0.145 | 1
2025-05-03 23:00 | 5 | 23 | 6.31 | 6.74 | 7.06 | 7.32 | 7.54 | 7.82 | 288 | 0.102 | 0.163 | 1
2025-05-04 00:00 | 5 | 0 | 5.94 | 6.41 | 6.76 | 7.05 | 7.29 | 7.6 | 277 | 0.085 | 0.186 | 1
2025-05-04 01:00 | 5 | 1 | 5.32 | 5.73 | 6.03 | 6.28 | 6.49 | 6.76 | 255 | 0.105 | 0.181 | 1
2025-05-04 02:00 | 5 | 2 | 5.6 | 5.98 | 6.26 | 6.5 | 6.69 | 6.94 | 255 | 0.118 | 0.163 | 1
2025-05-04 03:00 | 5 | 3 | 5.05 | 5.42 | 5.69 | 5.91 | 6.09 | 6.33 | 258 | 0.1 | 0.17 | 1
2025-05-04 04:00 | 5 | 4 | 4.84 | 5.18 | 5.43 | 5.64 | 5.81 | 6.03 | 253 | 0.138 | 0.165 | 1
2025-05-04 05:00 | 5 | 5 | 5.13 | 5.44 | 5.67 | 5.85 | 6.01 | 6.21 | 248 | 0.111 | 0.144 | 1
2025-05-04 06:00 | 5 | 6 | 5.04 | 5.34 | 5.57 | 5.75 | 5.91 | 6.1 | 256 | 0.125 | 0.145 | 1
2025-05-04 07:00 | 5 | 7 | 5.25 | 5.6 | 5.87 | 6.09 | 6.27 | 6.5 | 260 | 0.125 | 0.162 | 1
2025-05-04 08:00 | 5 | 8 | 5.13 | 5.43 | 5.66 | 5.84 | 6 | 6.19 | 262 | 0.088 | 0.143 | 1
2025-05-04 09:00 | 5 | 9 | 5.33 | 5.65 | 5.88 | 6.07 | 6.23 | 6.43 | 272 | 0.108 | 0.142 | 1
2025-05-04 10:00 | 5 | 10 | 5.29 | 5.58 | 5.79 | 5.96 | 6.11 | 6.29 | 281 | 0.129 | 0.13 | 1
2025-05-04 11:00 | 5 | 11 | 5.71 | 5.98 | 6.17 | 6.33 | 6.46 | 6.62 | 264 | 0.111 | 0.111 | 1
2025-05-04 12:00 | 5 | 12 | 5.57 | 5.83 | 6.02 | 6.17 | 6.29 | 6.45 | 264 | 0.124 | 0.111 | 1
2025-05-04 13:00 | 5 | 13 | 5.84 | 6.05 | 6.2 | 6.33 | 6.43 | 6.56 | 273 | 0.112 | 0.088 | 1
2025-05-04 14:00 | 5 | 14 | 5.41 | 5.62 | 5.78 | 5.9 | 6 | 6.13 | 279 | 0.111 | 0.094 | 1
2025-05-04 15:00 | 5 | 15 | 6.41 | 6.64 | 6.81 | 6.95 | 7.06 | 7.2 | 282 | 0.078 | 0.088 | 1
2025-05-04 16:00 | 5 | 16 | 6.79 | 6.99 | 7.14 | 7.25 | 7.35 | 7.47 | 285 | 0.117 | 0.072 | 1
2025-05-04 17:00 | 5 | 17 | 6.28 | 6.5 | 6.66 | 6.79 | 6.89 | 7.02 | 295 | 0.129 | 0.085 | 1
2025-05-04 18:00 | 5 | 18 | 5.65 | 5.89 | 6.07 | 6.21 | 6.33 | 6.47 | 292 | 0.144 | 0.102 | 1
2025-05-04 19:00 | 5 | 19 | 4.47 | 4.65 | 4.78 | 4.89 | 4.97 | 5.08 | 294 | 0.107 | 0.098 | 1
2025-05-04 20:00 | 5 | 20 | 4.6 | 4.77 | 4.9 | 5 | 5.09 | 5.19 | 285 | 0.142 | 0.092 | 1
2025-05-04 21:00 | 5 | 21 | 3.98 | 4.16 | 4.29 | 4.4 | 4.49 | 4.6 | 270 | 0.15 | 0.11 | 1
2025-05-04 22:00 | 5 | 22 | 3.75 | 3.89 | 4 | 4.09 | 4.16 | 4.25 | 260 | 0.123 | 0.096 | 1
2025-05-04 23:00 | 5 | 23 | 4.24 | 4.4 | 4.52 | 4.62 | 4.7 | 4.8 | 276 | 0.138 | 0.094 | 1
2025-05-05 00:00 | 5 | 0 | 4.16 | 4.33 | 4.44 | 4.54 | 4.62 | 4.71 | 280 | 0.137 | 0.094 | 0
2025-05-05 01:00 | 5 | 1 | 4.6 | 4.81 | 4.96 | 5.08 | 5.19 | 5.31 | 276 | 0.131 | 0.109 | 1
2025-05-05 02:00 | 5 | 2 | 4.22 | 4.37 | 4.49 | 4.58 | 4.66 | 4.75 | 283 | 0.13 | 0.091 | 1
2025-05-05 03:00 | 5 | 3 | 3.59 | 3.73 | 3.84 | 3.93 | 4 | 4.09 | 276 | 0.134 | 0.099 | 1
2025-05-05 04:00 | 5 | 4 | 2.9 | 3.03 | 3.13 | 3.2 | 3.26 | 3.34 | 282 | 0.18 | 0.106 | 1
2025-05-05 05:00 | 5 | 5 | 2.5 | 2.61 | 2.69 | 2.75 | 2.81 | 2.87 | 280 | 0.158 | 0.104 | 1
2025-05-05 06:00 | 5 | 6 | 2.62 | 2.72 | 2.79 | 2.85 | 2.9 | 2.96 | 269 | 0.177 | 0.093 | 1
2025-05-05 07:00 | 5 | 7 | 2.92 | 3.04 | 3.12 | 3.18 | 3.24 | 3.31 | 281 | 0.162 | 0.093 | 1
2025-05-05 08:00 | 5 | 8 | 2.07 | 2.15 | 2.22 | 2.27 | 2.31 | 2.36 | 286 | 0.224 | 0.1 | 1
2025-05-05 09:00 | 5 | 9 | 2.09 | 2.16 | 2.22 | 2.26 | 2.3 | 2.34 | 293 | 0.184 | 0.087 | 1
2025-05-05 10:00 | 5 | 10 | 2.61 | 2.68 | 2.74 | 2.78 | 2.82 | 2.87 | 293 | 0.165 | 0.073 | 1
2025-05-05 11:00 | 5 | 11 | 2.55 | 2.63 | 2.7 | 2.75 | 2.79 | 2.84 | 290 | 0.154 | 0.082 | 1
2025-05-05 12:00 | 5 | 12 | 3.15 | 3.23 | 3.3 | 3.34 | 3.38 | 3.43 | 285 | 0.155 | 0.065 | 1
2025-05-05 13:00 | 5 | 13 | 3.81 | 3.91 | 3.99 | 4.05 | 4.1 | 4.16 | 289 | 0.143 | 0.067 | 1
2025-05-05 14:00 | 5 | 14 | 5.01 | 5.16 | 5.27 | 5.35 | 5.42 | 5.51 | 287 | 0.095 | 0.072 | 1
2025-05-05 15:00 | 5 | 15 | 4.96 | 5.09 | 5.19 | 5.26 | 5.33 | 5.4 | 283 | 0.132 | 0.064 | 1
2025-05-05 16:00 | 5 | 16 | 4.34 | 4.47 | 4.57 | 4.65 | 4.71 | 4.79 | 291 | 0.122 | 0.075 | 1
2025-05-05 17:00 | 5 | 17 | 3 | 3.12 | 3.21 | 3.28 | 3.33 | 3.41 | 293 | 0.126 | 0.096 | 1
2025-05-05 18:00 | 5 | 18 | 3.35 | 3.5 | 3.61 | 3.69 | 3.76 | 3.86 | 291 | 0.152 | 0.107 | 1
2025-05-05 19:00 | 5 | 19 | 2.71 | 2.84 | 2.93 | 3.01 | 3.07 | 3.15 | 291 | 0.172 | 0.116 | 1
2025-05-05 20:00 | 5 | 20 | 2.72 | 2.85 | 2.94 | 3.02 | 3.08 | 3.16 | 277 | 0.15 | 0.113 | 1
2025-05-05 21:00 | 5 | 21 | 2.36 | 2.47 | 2.56 | 2.63 | 2.68 | 2.75 | 277 | 0.186 | 0.118 | 1
2025-05-05 22:00 | 5 | 22 | 2.61 | 2.76 | 2.87 | 2.96 | 3.04 | 3.13 | 276 | 0.163 | 0.138 | 1
2025-05-05 23:00 | 5 | 23 | 2.79 | 2.94 | 3.04 | 3.13 | 3.2 | 3.29 | 276 | 0.164 | 0.126 | 1
2025-05-06 00:00 | 5 | 0 | 2.45 | 2.58 | 2.68 | 2.76 | 2.83 | 2.91 | 286 | 0.143 | 0.132 | 1
2025-05-06 01:00 | 5 | 1 | 2.54 | 2.7 | 2.81 | 2.91 | 2.98 | 3.08 | 288 | 0.171 | 0.146 | 1
2025-05-06 02:00 | 5 | 2 | 2.59 | 2.75 | 2.86 | 2.95 | 3.03 | 3.12 | 293 | 0.166 | 0.14 | 1
2025-05-06 03:00 | 5 | 3 | 2.42 | 2.56 | 2.66 | 2.75 | 2.82 | 2.91 | 295 | 0.154 | 0.138 | 1
2025-05-06 04:00 | 5 | 4 | 2.49 | 2.62 | 2.71 | 2.79 | 2.85 | 2.94 | 282 | 0.147 | 0.124 | 1
2025-05-06 05:00 | 5 | 5 | 2.29 | 2.39 | 2.46 | 2.52 | 2.57 | 2.63 | 293 | 0.194 | 0.104 | 1
2025-05-06 06:00 | 5 | 6 | 1.98 | 2.08 | 2.14 | 2.2 | 2.24 | 2.3 | 281 | 0.195 | 0.113 | 1
2025-05-06 07:00 | 5 | 7 | 2.11 | 2.22 | 2.3 | 2.36 | 2.41 | 2.48 | 282 | 0.197 | 0.123 | 0
2025-05-06 08:00 | 5 | 8 | 2.05 | 2.14 | 2.21 | 2.26 | 2.31 | 2.36 | 283 | 0.195 | 0.106 | 1
2025-05-06 09:00 | 5 | 9 | 2.01 | 2.1 | 2.16 | 2.21 | 2.25 | 2.3 | 281 | 0.191 | 0.104 | 1
2025-05-06 10:00 | 5 | 10 | 1.9 | 1.99 | 2.05 | 2.1 | 2.14 | 2.19 | 282 | 0.204 | 0.106 | 1
2025-05-06 11:00 | 5 | 11 | 2.77 | 2.89 | 2.98 | 3.05 | 3.11 | 3.18 | 281 | 0.187 | 0.103 | 1
2025-05-06 12:00 | 5 | 12 | 2.37 | 2.47 | 2.53 | 2.59 | 2.63 | 2.69 | 280 | 0.184 | 0.095 | 1
2025-05-06 13:00 | 5 | 13 | 2.97 | 3.09 | 3.18 | 3.25 | 3.31 | 3.38 | 279 | 0.142 | 0.098 | 1
2025-05-06 14:00 | 5 | 14 | 3.26 | 3.41 | 3.52 | 3.61 | 3.69 | 3.78 | 295 | 0.17 | 0.113 | 1
2025-05-06 15:00 | 5 | 15 | 2.83 | 2.97 | 3.08 | 3.17 | 3.25 | 3.34 | 308 | 0.152 | 0.126 | 1
2025-05-06 16:00 | 5 | 16 | 3.22 | 3.4 | 3.53 | 3.64 | 3.73 | 3.84 | 308 | 0.145 | 0.133 | 1
2025-05-06 17:00 | 5 | 17 | 4.15 | 4.37 | 4.54 | 4.67 | 4.78 | 4.92 | 306 | 0.104 | 0.128 | 1
2025-05-06 18:00 | 5 | 18 | 2.59 | 2.72 | 2.82 | 2.89 | 2.96 | 3.04 | 313 | 0.194 | 0.122 | 1
2025-05-06 19:00 | 5 | 19 | 2.69 | 2.84 | 2.95 | 3.04 | 3.12 | 3.22 | 306 | 0.163 | 0.136 | 1
2025-05-06 20:00 | 5 | 20 | 2.83 | 2.97 | 3.07 | 3.16 | 3.23 | 3.31 | 307 | 0.166 | 0.119 | 1
2025-05-06 21:00 | 5 | 21 | 2.98 | 3.13 | 3.25 | 3.34 | 3.41 | 3.51 | 305 | 0.169 | 0.123 | 1
2025-05-06 22:00 | 5 | 22 | 2.47 | 2.6 | 2.69 | 2.77 | 2.83 | 2.91 | 284 | 0.171 | 0.123 | 1
2025-05-06 23:00 | 5 | 23 | 1.72 | 1.8 | 1.87 | 1.92 | 1.96 | 2.01 | 284 | 0.186 | 0.119 | 1
2025-05-07 00:00 | 5 | 0 | 1.28 | 1.34 | 1.39 | 1.42 | 1.46 | 1.49 | 282 | 0.258 | 0.119 | 1
2025-05-07 01:00 | 5 | 1 | 1.29 | 1.35 | 1.39 | 1.43 | 1.46 | 1.5 | 269 | 0.244 | 0.117 | 1
2025-05-07 02:00 | 5 | 2 | 1.47 | 1.54 | 1.59 | 1.63 | 1.66 | 1.71 | 265 | 0.219 | 0.111 | 1
2025-05-07 03:00 | 5 | 3 | 1.68 | 1.75 | 1.8 | 1.84 | 1.88 | 1.92 | 284 | 0.192 | 0.1 | 1
2025-05-07 04:00 | 5 | 4 | 1.43 | 1.5 | 1.54 | 1.58 | 1.61 | 1.65 | 284 | 0.28 | 0.109 | 1
2025-05-07 05:00 | 5 | 5 | 1.56 | 1.63 | 1.68 | 1.72 | 1.75 | 1.79 | 285 | 0.241 | 0.104 | 1
2025-05-07 06:00 | 5 | 6 | 1.73 | 1.8 | 1.85 | 1.89 | 1.92 | 1.96 | 285 | 0.232 | 0.095 | 1
2025-05-07 07:00 | 5 | 7 | 1.84 | 1.91 | 1.96 | 2 | 2.04 | 2.08 | 289 | 0.218 | 0.091 | 1
2025-05-07 08:00 | 5 | 8 | 2.65 | 2.75 | 2.82 | 2.88 | 2.92 | 2.98 | 281 | 0.151 | 0.088 | 1
2025-05-07 09:00 | 5 | 9 | 3.04 | 3.13 | 3.2 | 3.26 | 3.3 | 3.36 | 282 | 0.176 | 0.074 | 1
2025-05-07 10:00 | 5 | 10 | 3.54 | 3.66 | 3.74 | 3.8 | 3.86 | 3.92 | 283 | 0.171 | 0.076 | 1
2025-05-07 11:00 | 5 | 11 | 3.7 | 3.83 | 3.92 | 3.99 | 4.06 | 4.13 | 271 | 0.149 | 0.084 | 1
2025-05-07 12:00 | 5 | 12 | 4.3 | 4.42 | 4.51 | 4.58 | 4.64 | 4.72 | 263 | 0.155 | 0.071 | 1
2025-05-07 13:00 | 5 | 13 | 3.76 | 3.87 | 3.95 | 4.01 | 4.06 | 4.13 | 259 | 0.141 | 0.07 | 1
2025-05-07 14:00 | 5 | 14 | 3.89 | 4.04 | 4.15 | 4.24 | 4.31 | 4.4 | 262 | 0.119 | 0.095 | 1
2025-05-07 15:00 | 5 | 15 | 4.19 | 4.37 | 4.5 | 4.6 | 4.69 | 4.8 | 262 | 0.122 | 0.103 | 1
2025-05-07 16:00 | 5 | 16 | 3.95 | 4.13 | 4.27 | 4.37 | 4.46 | 4.57 | 272 | 0.124 | 0.11 | 1
2025-05-07 17:00 | 5 | 17 | 3.51 | 3.68 | 3.81 | 3.91 | 4 | 4.1 | 285 | 0.134 | 0.117 | 1
2025-05-07 18:00 | 5 | 18 | 4.04 | 4.29 | 4.48 | 4.63 | 4.76 | 4.92 | 278 | 0.129 | 0.15 | 1
2025-05-07 19:00 | 5 | 19 | 3.95 | 4.2 | 4.39 | 4.54 | 4.67 | 4.84 | 281 | 0.127 | 0.153 | 1
2025-05-07 20:00 | 5 | 20 | 4.31 | 4.56 | 4.76 | 4.91 | 5.04 | 5.2 | 280 | 0.141 | 0.143 | 1
2025-05-07 21:00 | 5 | 21 | 4.63 | 4.9 | 5.1 | 5.26 | 5.4 | 5.57 | 282 | 0.124 | 0.14 | 1
2025-05-07 22:00 | 5 | 22 | 3.62 | 3.85 | 4.02 | 4.16 | 4.27 | 4.42 | 268 | 0.14 | 0.151 | 1
2025-05-07 23:00 | 5 | 23 | 2.82 | 3.01 | 3.15 | 3.26 | 3.36 | 3.48 | 266 | 0.156 | 0.159 | 1
2025-05-08 00:00 | 5 | 0 | 3.16 | 3.37 | 3.52 | 3.64 | 3.75 | 3.88 | 263 | 0.172 | 0.156 | 1
2025-05-08 01:00 | 5 | 1 | 2.93 | 3.1 | 3.23 | 3.33 | 3.42 | 3.53 | 246 | 0.166 | 0.143 | 1
2025-05-08 02:00 | 5 | 2 | 2.84 | 3.01 | 3.13 | 3.23 | 3.32 | 3.42 | 244 | 0.151 | 0.142 | 1
2025-05-08 03:00 | 5 | 3 | 1.88 | 2.01 | 2.1 | 2.18 | 2.24 | 2.32 | 248 | 0.201 | 0.159 | 1
2025-05-08 04:00 | 5 | 4 | 2.36 | 2.51 | 2.63 | 2.72 | 2.8 | 2.9 | 255 | 0.175 | 0.157 | 1
2025-05-08 05:00 | 5 | 5 | 2.96 | 3.14 | 3.27 | 3.38 | 3.47 | 3.58 | 261 | 0.146 | 0.145 | 1
2025-05-08 06:00 | 5 | 6 | 2.42 | 2.57 | 2.69 | 2.78 | 2.86 | 2.96 | 253 | 0.169 | 0.153 | 1
2025-05-08 07:00 | 5 | 7 | 1.83 | 1.95 | 2.04 | 2.12 | 2.18 | 2.25 | 253 | 0.202 | 0.158 | 1
2025-05-08 08:00 | 5 | 8 | 2.11 | 2.24 | 2.33 | 2.41 | 2.47 | 2.55 | 251 | 0.181 | 0.143 | 1
2025-05-08 09:00 | 5 | 9 | 3.01 | 3.18 | 3.31 | 3.41 | 3.5 | 3.61 | 264 | 0.158 | 0.139 | 1
2025-05-08 10:00 | 5 | 10 | 2.95 | 3.12 | 3.24 | 3.34 | 3.42 | 3.52 | 264 | 0.168 | 0.134 | 1
2025-05-08 11:00 | 5 | 11 | 2.85 | 2.99 | 3.09 | 3.17 | 3.24 | 3.33 | 274 | 0.152 | 0.118 | 1
2025-05-08 12:00 | 5 | 12 | 2.85 | 2.97 | 3.06 | 3.13 | 3.18 | 3.26 | 272 | 0.154 | 0.099 | 1
2025-05-08 13:00 | 5 | 13 | 2.75 | 2.87 | 2.95 | 3.02 | 3.08 | 3.15 | 258 | 0.164 | 0.105 | 1
2025-05-08 14:00 | 5 | 14 | 2.32 | 2.41 | 2.48 | 2.53 | 2.58 | 2.64 | 262 | 0.188 | 0.098 | 1
2025-05-08 15:00 | 5 | 15 | 2.4 | 2.51 | 2.59 | 2.65 | 2.7 | 2.77 | 263 | 0.205 | 0.108 | 1
2025-05-08 16:00 | 5 | 16 | 2.51 | 2.63 | 2.71 | 2.78 | 2.84 | 2.91 | 268 | 0.15 | 0.114 | 1
2025-05-08 17:00 | 5 | 17 | 2.16 | 2.28 | 2.36 | 2.43 | 2.48 | 2.56 | 267 | 0.174 | 0.126 | 1
2025-05-08 18:00 | 5 | 18 | 2.61 | 2.77 | 2.89 | 2.98 | 3.06 | 3.16 | 264 | 0.122 | 0.143 | 1
2025-05-08 19:00 | 5 | 19 | 2.89 | 3.05 | 3.17 | 3.26 | 3.34 | 3.45 | 271 | 0.155 | 0.134 | 1
2025-05-08 20:00 | 5 | 20 | 2.5 | 2.65 | 2.75 | 2.83 | 2.9 | 2.99 | 270 | 0.164 | 0.135 | 1
2025-05-08 21:00 | 5 | 21 | 2.42 | 2.54 | 2.63 | 2.7 | 2.76 | 2.84 | 270 | 0.176 | 0.121 | 1
2025-05-08 22:00 | 5 | 22 | 2.89 | 3.03 | 3.13 | 3.21 | 3.28 | 3.37 | 281 | 0.166 | 0.117 | 1
2025-05-08 23:00 | 5 | 23 | 2.42 | 2.53 | 2.61 | 2.68 | 2.74 | 2.81 | 278 | 0.206 | 0.113 | 1
2025-05-09 00:00 | 5 | 0 | 2.37 | 2.48 | 2.57 | 2.63 | 2.69 | 2.76 | 266 | 0.177 | 0.114 | 1
2025-05-09 01:00 | 5 | 1 | 2.38 | 2.49 | 2.57 | 2.64 | 2.69 | 2.76 | 275 | 0.179 | 0.112 | 1
2025-05-09 02:00 | 5 | 2 | 2.05 | 2.14 | 2.21 | 2.26 | 2.31 | 2.37 | 275 | 0.174 | 0.107 | 1
2025-05-09 03:00 | 5 | 3 | 1.59 | 1.66 | 1.71 | 1.75 | 1.78 | 1.82 | 274 | 0.243 | 0.102 | 1
2025-05-09 04:00 | 5 | 4 | 1.88 | 1.94 | 1.98 | 2.02 | 2.04 | 2.08 | 253 | 0.191 | 0.077 | 1
2025-05-09 05:00 | 5 | 5 | 1.92 | 1.98 | 2.03 | 2.06 | 2.09 | 2.13 | 261 | 0.184 | 0.081 | 1
2025-05-09 06:00 | 5 | 6 | 2.12 | 2.18 | 2.23 | 2.26 | 2.29 | 2.33 | 258 | 0.18 | 0.071 | 1
2025-05-09 07:00 | 5 | 7 | 2.75 | 2.82 | 2.87 | 2.91 | 2.94 | 2.98 | 273 | 0.151 | 0.062 | 1
2025-05-09 08:00 | 5 | 8 | 2.98 | 3.05 | 3.11 | 3.15 | 3.19 | 3.23 | 277 | 0.169 | 0.062 | 1
2025-05-09 09:00 | 5 | 9 | 2.2 | 2.27 | 2.31 | 2.35 | 2.38 | 2.42 | 263 | 0.174 | 0.07 | 1
2025-05-09 10:00 | 5 | 10 | 2.48 | 2.54 | 2.58 | 2.61 | 2.64 | 2.67 | 268 | 0.159 | 0.056 | 1
2025-05-09 11:00 | 5 | 11 | 3 | 3.09 | 3.16 | 3.21 | 3.26 | 3.31 | 279 | 0.153 | 0.075 | 1
2025-05-09 12:00 | 5 | 12 | 3.3 | 3.43 | 3.52 | 3.59 | 3.65 | 3.73 | 276 | 0.159 | 0.092 | 1
2025-05-09 13:00 | 5 | 13 | 3.1 | 3.19 | 3.26 | 3.32 | 3.37 | 3.43 | 272 | 0.123 | 0.077 | 1
2025-05-09 14:00 | 5 | 14 | 2.61 | 2.68 | 2.74 | 2.78 | 2.82 | 2.86 | 262 | 0.149 | 0.069 | 1
2025-05-09 15:00 | 5 | 15 | 2.65 | 2.73 | 2.79 | 2.84 | 2.87 | 2.92 | 264 | 0.16 | 0.074 | 1
2025-05-09 16:00 | 5 | 16 | 2.87 | 2.94 | 2.99 | 3.03 | 3.06 | 3.11 | 259 | 0.185 | 0.06 | 1
2025-05-09 17:00 | 5 | 17 | 2.84 | 2.93 | 3 | 3.05 | 3.1 | 3.15 | 265 | 0.156 | 0.078 | 1
2025-05-09 18:00 | 5 | 18 | 1.22 | 1.26 | 1.28 | 1.3 | 1.32 | 1.34 | 279 | 0.3 | 0.068 | 1
2025-05-09 19:00 | 5 | 19 | 0.7 | 0.71 | 0.73 | 0.74 | 0.75 | 0.76 | 281 | 0.3 | 0.062 | 1
2025-05-09 20:00 | 5 | 20 | 0.82 | 0.85 | 0.86 | 0.87 | 0.89 | 0.9 | 272 | 0.3 | 0.066 | 1
2025-05-09 21:00 | 5 | 21 | 0.49 | 0.5 | 0.51 | 0.52 | 0.53 | 0.54 | 278 | 0.3 | 0.073 | 1
2025-05-09 22:00 | 5 | 22 | 0.51 | 0.53 | 0.55 | 0.56 | 0.57 | 0.58 | 273 | 0.3 | 0.098 | 1
2025-05-09 23:00 | 5 | 23 | 0.61 | 0.64 | 0.66 | 0.67 | 0.69 | 0.7 | 270 | 0.3 | 0.109 | 1
2025-05-10 00:00 | 5 | 0 | 0.8 | 0.84 | 0.86 | 0.89 | 0.91 | 0.93 | 278 | 0.3 | 0.119 | 1
2025-05-10 01:00 | 5 | 1 | 1.36 | 1.43 | 1.48 | 1.52 | 1.55 | 1.59 | 277 | 0.243 | 0.121 | 1
2025-05-10 02:00 | 5 | 2 | 1.58 | 1.66 | 1.72 | 1.77 | 1.81 | 1.86 | 280 | 0.22 | 0.121 | 1
2025-05-10 03:00 | 5 | 3 | 0.97 | 1.02 | 1.05 | 1.07 | 1.09 | 1.12 | 293 | 0.3 | 0.104 | 1
2025-05-10 04:00 | 5 | 4 | 1.29 | 1.34 | 1.39 | 1.42 | 1.45 | 1.48 | 295 | 0.256 | 0.107 | 1
2025-05-10 05:00 | 5 | 5 | 1.52 | 1.59 | 1.64 | 1.68 | 1.72 | 1.76 | 303 | 0.233 | 0.115 | 1
2025-05-10 06:00 | 5 | 6 | 1.59 | 1.65 | 1.7 | 1.74 | 1.77 | 1.81 | 301 | 0.212 | 0.101 | 1
2025-05-10 07:00 | 5 | 7 | 2.03 | 2.12 | 2.19 | 2.24 | 2.28 | 2.34 | 296 | 0.234 | 0.105 | 1
2025-05-10 08:00 | 5 | 8 | 2.03 | 2.1 | 2.15 | 2.19 | 2.23 | 2.27 | 303 | 0.192 | 0.087 | 1
2025-05-10 09:00 | 5 | 9 | 1.83 | 1.9 | 1.94 | 1.98 | 2.01 | 2.05 | 286 | 0.196 | 0.084 | 1
2025-05-10 10:00 | 5 | 10 | 2.98 | 3.11 | 3.2 | 3.27 | 3.33 | 3.41 | 297 | 0.154 | 0.102 | 1
2025-05-10 11:00 | 5 | 11 | 3.15 | 3.27 | 3.37 | 3.44 | 3.5 | 3.58 | 298 | 0.154 | 0.097 | 1
2025-05-10 12:00 | 5 | 12 | 3.67 | 3.84 | 3.96 | 4.07 | 4.15 | 4.26 | 294 | 0.155 | 0.113 | 1
2025-05-10 13:00 | 5 | 13 | 3.21 | 3.35 | 3.45 | 3.54 | 3.61 | 3.7 | 297 | 0.154 | 0.107 | 1
2025-05-10 14:00 | 5 | 14 | 3.71 | 3.87 | 4 | 4.1 | 4.18 | 4.28 | 289 | 0.155 | 0.109 | 1
2025-05-10 15:00 | 5 | 15 | 3.2 | 3.36 | 3.48 | 3.58 | 3.66 | 3.77 | 287 | 0.149 | 0.124 | 1
2025-05-10 16:00 | 5 | 16 | 3.42 | 3.57 | 3.68 | 3.77 | 3.84 | 3.93 | 296 | 0.152 | 0.105 | 1
2025-05-10 17:00 | 5 | 17 | 3.26 | 3.41 | 3.51 | 3.6 | 3.67 | 3.75 | 271 | 0.17 | 0.106 | 1
2025-05-10 18:00 | 5 | 18 | 3.28 | 3.43 | 3.54 | 3.63 | 3.7 | 3.8 | 274 | 0.144 | 0.11 | 1
2025-05-10 19:00 | 5 | 19 | 2.64 | 2.75 | 2.84 | 2.91 | 2.96 | 3.03 | 278 | 0.172 | 0.106 | 1
2025-05-10 20:00 | 5 | 20 | 3.13 | 3.27 | 3.37 | 3.45 | 3.52 | 3.61 | 278 | 0.131 | 0.108 | 1
2025-05-10 21:00 | 5 | 21 | 3.36 | 3.51 | 3.62 | 3.71 | 3.78 | 3.87 | 271 | 0.149 | 0.107 | 1
2025-05-10 22:00 | 5 | 22 | 2.4 | 2.52 | 2.61 | 2.68 | 2.74 | 2.82 | 277 | 0.181 | 0.121 | 1
2025-05-10 23:00 | 5 | 23 | 2.48 | 2.61 | 2.7 | 2.78 | 2.84 | 2.92 | 266 | 0.154 | 0.123 | 1
2025-05-11 00:00 | 5 | 0 | 1.82 | 1.91 | 1.97 | 2.02 | 2.06 | 2.11 | 277 | 0.219 | 0.112 | 1
2025-05-11 01:00 | 5 | 1 | 2.5 | 2.62 | 2.7 | 2.77 | 2.83 | 2.9 | 270 | 0.179 | 0.111 | 1
2025-05-11 02:00 | 5 | 2 | 2.33 | 2.44 | 2.52 | 2.58 | 2.63 | 2.7 | 274 | 0.187 | 0.11 | 1
2025-05-11 03:00 | 5 | 3 | 2.75 | 2.86 | 2.94 | 3 | 3.06 | 3.12 | 272 | 0.165 | 0.095 | 1
2025-05-11 04:00 | 5 | 4 | 3.38 | 3.54 | 3.65 | 3.74 | 3.82 | 3.92 | 277 | 0.146 | 0.112 | 1
2025-05-11 05:00 | 5 | 5 | 2.96 | 3.09 | 3.19 | 3.26 | 3.33 | 3.41 | 287 | 0.183 | 0.107 | 1
2025-05-11 06:00 | 5 | 6 | 3.25 | 3.37 | 3.46 | 3.53 | 3.59 | 3.67 | 273 | 0.145 | 0.092 | 1
2025-05-11 07:00 | 5 | 7 | 2.8 | 2.9 | 2.98 | 3.04 | 3.1 | 3.16 | 271 | 0.172 | 0.093 | 1
2025-05-11 08:00 | 5 | 8 | 3.31 | 3.43 | 3.51 | 3.58 | 3.64 | 3.71 | 273 | 0.139 | 0.087 | 1
2025-05-11 09:00 | 5 | 9 | 3.81 | 3.94 | 4.03 | 4.1 | 4.16 | 4.23 | 272 | 0.121 | 0.079 | 1
2025-05-11 10:00 | 5 | 10 | 4.46 | 4.63 | 4.75 | 4.85 | 4.94 | 5.04 | 279 | 0.147 | 0.093 | 1
2025-05-11 11:00 | 5 | 11 | 5.33 | 5.48 | 5.59 | 5.67 | 5.74 | 5.83 | 276 | 0.112 | 0.069 | 1
2025-05-11 12:00 | 5 | 12 | 4.93 | 5.07 | 5.17 | 5.25 | 5.31 | 5.4 | 275 | 0.119 | 0.068 | 1
2025-05-11 13:00 | 5 | 13 | 4.96 | 5.12 | 5.23 | 5.32 | 5.4 | 5.49 | 278 | 0.132 | 0.076 | 1
2025-05-11 14:00 | 5 | 14 | 4.94 | 5.03 | 5.11 | 5.16 | 5.21 | 5.26 | 287 | 0.108 | 0.049 | 1
2025-05-11 15:00 | 5 | 15 | 6.46 | 6.62 | 6.73 | 6.81 | 6.89 | 6.98 | 277 | 0.094 | 0.058 | 1
2025-05-11 16:00 | 5 | 16 | 6.29 | 6.45 | 6.57 | 6.66 | 6.73 | 6.83 | 282 | 0.094 | 0.062 | 1
2025-05-11 17:00 | 5 | 17 | 6.22 | 6.39 | 6.51 | 6.61 | 6.69 | 6.79 | 287 | 0.105 | 0.067 | 1
2025-05-11 18:00 | 5 | 18 | 6.16 | 6.33 | 6.46 | 6.56 | 6.65 | 6.75 | 291 | 0.109 | 0.07 | 1
2025-05-11 19:00 | 5 | 19 | 5.43 | 5.62 | 5.76 | 5.87 | 5.96 | 6.08 | 283 | 0.124 | 0.086 | 1
2025-05-11 20:00 | 5 | 20 | 5.41 | 5.57 | 5.69 | 5.78 | 5.86 | 5.95 | 284 | 0.098 | 0.073 | 1
2025-05-11 21:00 | 5 | 21 | 4.84 | 4.98 | 5.08 | 5.16 | 5.22 | 5.3 | 284 | 0.099 | 0.068 | 1
2025-05-11 22:00 | 5 | 22 | 4.97 | 5.11 | 5.21 | 5.29 | 5.36 | 5.44 | 283 | 0.088 | 0.068 | 1
2025-05-11 23:00 | 5 | 23 | 4.78 | 4.94 | 5.06 | 5.15 | 5.23 | 5.32 | 285 | 0.14 | 0.082 | 1
2025-05-12 00:00 | 5 | 0 | 4.99 | 5.17 | 5.3 | 5.41 | 5.5 | 5.61 | 289 | 0.104 | 0.088 | 1
2025-05-12 01:00 | 5 | 1 | 5.16 | 5.37 | 5.52 | 5.64 | 5.74 | 5.86 | 289 | 0.128 | 0.097 | 1
2025-05-12 02:00 | 5 | 2 | 4.89 | 5.1 | 5.26 | 5.38 | 5.49 | 5.62 | 271 | 0.095 | 0.105 | 1
2025-05-12 03:00 | 5 | 3 | 4.02 | 4.22 | 4.36 | 4.48 | 4.57 | 4.7 | 276 | 0.118 | 0.118 | 1
2025-05-12 04:00 | 5 | 4 | 4.45 | 4.67 | 4.83 | 4.96 | 5.07 | 5.21 | 283 | 0.106 | 0.118 | 1
2025-05-12 05:00 | 5 | 5 | 4.34 | 4.52 | 4.65 | 4.75 | 4.84 | 4.94 | 278 | 0.087 | 0.099 | 1
2025-05-12 06:00 | 5 | 6 | 5.01 | 5.23 | 5.4 | 5.53 | 5.63 | 5.77 | 287 | 0.15 | 0.106 | 1
2025-05-12 07:00 | 5 | 7 | 4.21 | 4.41 | 4.55 | 4.67 | 4.77 | 4.89 | 297 | 0.14 | 0.112 | 1
2025-05-12 08:00 | 5 | 8 | 3.86 | 4.04 | 4.17 | 4.27 | 4.36 | 4.47 | 297 | 0.112 | 0.111 | 1
2025-05-12 09:00 | 5 | 9 | 3.74 | 3.91 | 4.04 | 4.14 | 4.22 | 4.33 | 297 | 0.162 | 0.11 | 1
2025-05-12 10:00 | 5 | 10 | 3.91 | 4.09 | 4.23 | 4.33 | 4.42 | 4.54 | 302 | 0.133 | 0.112 | 1
2025-05-12 11:00 | 5 | 11 | 3.78 | 3.94 | 4.06 | 4.15 | 4.23 | 4.33 | 288 | 0.13 | 0.103 | 1
2025-05-12 12:00 | 5 | 12 | 3.76 | 3.9 | 4 | 4.08 | 4.15 | 4.23 | 294 | 0.126 | 0.09 | 1
2025-05-12 13:00 | 5 | 13 | 4.42 | 4.57 | 4.67 | 4.76 | 4.83 | 4.91 | 296 | 0.129 | 0.08 | 1
2025-05-12 14:00 | 5 | 14 | 4.96 | 5.16 | 5.31 | 5.42 | 5.52 | 5.64 | 300 | 0.155 | 0.098 | 1
2025-05-12 15:00 | 5 | 15 | 4.3 | 4.46 | 4.57 | 4.66 | 4.74 | 4.83 | 306 | 0.122 | 0.088 | 1
2025-05-12 16:00 | 5 | 16 | 3.7 | 3.83 | 3.92 | 4 | 4.06 | 4.13 | 293 | 0.141 | 0.084 | 1
2025-05-12 17:00 | 5 | 17 | 4.15 | 4.3 | 4.41 | 4.5 | 4.57 | 4.66 | 292 | 0.138 | 0.089 | 1
2025-05-12 18:00 | 5 | 18 | 4.07 | 4.22 | 4.32 | 4.41 | 4.48 | 4.56 | 284 | 0.138 | 0.086 | 0
2025-05-12 19:00 | 5 | 19 | 4.66 | 4.8 | 4.91 | 5 | 5.07 | 5.15 | 283 | 0.127 | 0.077 | 1
2025-05-12 20:00 | 5 | 20 | 4.67 | 4.86 | 5 | 5.11 | 5.2 | 5.32 | 280 | 0.113 | 0.098 | 1
2025-05-12 21:00 | 5 | 21 | 4.77 | 5.01 | 5.19 | 5.33 | 5.45 | 5.6 | 272 | 0.109 | 0.121 | 1
2025-05-12 22:00 | 5 | 22 | 5.02 | 5.27 | 5.45 | 5.6 | 5.73 | 5.89 | 282 | 0.109 | 0.121 | 1
2025-05-12 23:00 | 5 | 23 | 4.82 | 5.09 | 5.29 | 5.45 | 5.58 | 5.75 | 268 | 0.113 | 0.133 | 1
2025-05-13 00:00 | 5 | 0 | 5.24 | 5.53 | 5.75 | 5.92 | 6.07 | 6.25 | 261 | 0.106 | 0.133 | 1
2025-05-13 01:00 | 5 | 1 | 5.19 | 5.52 | 5.76 | 5.95 | 6.11 | 6.32 | 258 | 0.136 | 0.148 | 1
2025-05-13 02:00 | 5 | 2 | 5.25 | 5.59 | 5.84 | 6.05 | 6.22 | 6.43 | 255 | 0.108 | 0.154 | 1
2025-05-13 03:00 | 5 | 3 | 5.41 | 5.75 | 6.01 | 6.21 | 6.38 | 6.6 | 257 | 0.105 | 0.149 | 1
2025-05-13 04:00 | 5 | 4 | 6.01 | 6.36 | 6.62 | 6.83 | 7.01 | 7.23 | 253 | 0.113 | 0.14 | 1
2025-05-13 05:00 | 5 | 5 | 5.47 | 5.78 | 6.01 | 6.2 | 6.35 | 6.55 | 249 | 0.108 | 0.137 | 1
2025-05-13 06:00 | 5 | 6 | 5.47 | 5.77 | 5.99 | 6.17 | 6.32 | 6.51 | 249 | 0.137 | 0.131 | 1
2025-05-13 07:00 | 5 | 7 | 4.97 | 5.23 | 5.42 | 5.58 | 5.71 | 5.87 | 228 | 0.122 | 0.127 | 1
2025-05-13 08:00 | 5 | 8 | 5.85 | 6.16 | 6.38 | 6.56 | 6.71 | 6.9 | 228 | 0.119 | 0.125 | 1
2025-05-13 09:00 | 5 | 9 | 6.71 | 7.03 | 7.27 | 7.46 | 7.62 | 7.82 | 223 | 0.094 | 0.116 | 1
2025-05-13 10:00 | 5 | 10 | 7.29 | 7.61 | 7.85 | 8.04 | 8.19 | 8.39 | 232 | 0.096 | 0.107 | 1
2025-05-13 11:00 | 5 | 11 | 6.77 | 7.13 | 7.39 | 7.6 | 7.78 | 8 | 230 | 0.102 | 0.126 | 1
2025-05-13 12:00 | 5 | 12 | 6.48 | 6.84 | 7.1 | 7.32 | 7.49 | 7.72 | 234 | 0.087 | 0.132 | 1
2025-05-13 13:00 | 5 | 13 | 6.57 | 6.88 | 7.11 | 7.29 | 7.44 | 7.63 | 246 | 0.117 | 0.113 | 0
2025-05-13 14:00 | 5 | 14 | 6.96 | 7.27 | 7.5 | 7.69 | 7.84 | 8.03 | 252 | 0.119 | 0.108 | 1
2025-05-13 15:00 | 5 | 15 | 7.34 | 7.67 | 7.92 | 8.12 | 8.28 | 8.49 | 258 | 0.078 | 0.11 | 1
2025-05-13 16:00 | 5 | 16 | 7.82 | 8.15 | 8.39 | 8.59 | 8.75 | 8.95 | 245 | 0.109 | 0.102 | 1
2025-05-13 17:00 | 5 | 17 | 6.55 | 6.87 | 7.12 | 7.31 | 7.47 | 7.67 | 246 | 0.105 | 0.12 | 0
2025-05-13 18:00 | 5 | 18 | 5.2 | 5.43 | 5.61 | 5.74 | 5.86 | 6.01 | 242 | 0.088 | 0.11 | 1
2025-05-13 19:00 | 5 | 19 | 5.09 | 5.35 | 5.54 | 5.69 | 5.82 | 5.98 | 237 | 0.133 | 0.123 | 1
2025-05-13 20:00 | 5 | 20 | 5.31 | 5.6 | 5.81 | 5.99 | 6.13 | 6.31 | 232 | 0.108 | 0.131 | 1
2025-05-13 21:00 | 5 | 21 | 5.67 | 5.99 | 6.23 | 6.42 | 6.58 | 6.78 | 243 | 0.147 | 0.135 | 1
2025-05-13 22:00 | 5 | 22 | 5.31 | 5.63 | 5.87 | 6.06 | 6.22 | 6.43 | 251 | 0.089 | 0.145 | 1
2025-05-13 23:00 | 5 | 23 | 5.81 | 6.17 | 6.45 | 6.67 | 6.85 | 7.09 | 254 | 0.094 | 0.151 | 1
2025-05-14 00:00 | 5 | 0 | 5.89 | 6.28 | 6.57 | 6.81 | 7 | 7.25 | 245 | 0.104 | 0.157 | 1
2025-05-14 01:00 | 5 | 1 | 6.5 | 6.94 | 7.27 | 7.54 | 7.76 | 8.05 | 243 | 0.097 | 0.162 | 1
2025-05-14 02:00 | 5 | 2 | 5.78 | 6.2 | 6.51 | 6.77 | 6.98 | 7.26 | 244 | 0.114 | 0.172 | 1
2025-05-14 03:00 | 5 | 3 | 6.46 | 6.9 | 7.23 | 7.5 | 7.72 | 8.01 | 256 | 0.11 | 0.162 | 1
2025-05-14 04:00 | 5 | 4 | 6.06 | 6.45 | 6.75 | 6.99 | 7.19 | 7.45 | 258 | 0.115 | 0.156 | 1
2025-05-14 05:00 | 5 | 5 | 7.26 | 7.7 | 8.04 | 8.3 | 8.53 | 8.81 | 259 | 0.088 | 0.147 | 1
2025-05-14 06:00 | 5 | 6 | 7.19 | 7.64 | 7.99 | 8.26 | 8.49 | 8.78 | 274 | 0.099 | 0.152 | 1
2025-05-14 07:00 | 5 | 7 | 8.27 | 8.81 | 9.21 | 9.53 | 9.8 | 10.15 | 279 | 0.118 | 0.154 | 1
2025-05-14 08:00 | 5 | 8 | 8.61 | 9.17 | 9.59 | 9.93 | 10.22 | 10.58 | 287 | 0.11 | 0.155 | 1
2025-05-14 09:00 | 5 | 9 | 9.26 | 9.82 | 10.24 | 10.58 | 10.87 | 11.23 | 277 | 0.082 | 0.146 | 1
2025-05-14 10:00 | 5 | 10 | 9.34 | 9.94 | 10.38 | 10.74 | 11.04 | 11.42 | 277 | 0.088 | 0.152 | 1
2025-05-14 11:00 | 5 | 11 | 9.01 | 9.5 | 9.86 | 10.15 | 10.39 | 10.69 | 282 | 0.107 | 0.129 | 1
2025-05-14 12:00 | 5 | 12 | 9.14 | 9.65 | 10.03 | 10.33 | 10.59 | 10.91 | 269 | 0.108 | 0.134 | 1
2025-05-14 13:00 | 5 | 13 | 9.07 | 9.58 | 9.96 | 10.26 | 10.51 | 10.83 | 273 | 0.117 | 0.134 | 1
2025-05-14 14:00 | 5 | 14 | 8.48 | 8.88 | 9.18 | 9.42 | 9.62 | 9.87 | 280 | 0.106 | 0.115 | 1
2025-05-14 15:00 | 5 | 15 | 8.71 | 9.13 | 9.44 | 9.69 | 9.89 | 10.15 | 293 | 0.114 | 0.115 | 1
2025-05-14 16:00 | 5 | 16 | 8.73 | 9.17 | 9.5 | 9.76 | 9.99 | 10.26 | 297 | 0.115 | 0.122 | 1
2025-05-14 17:00 | 5 | 17 | 8.24 | 8.68 | 9.01 | 9.28 | 9.5 | 9.78 | 299 | 0.133 | 0.13 | 1
2025-05-14 18:00 | 5 | 18 | 8.33 | 8.79 | 9.13 | 9.4 | 9.62 | 9.91 | 307 | 0.117 | 0.131 | 1
2025-05-14 19:00 | 5 | 19 | 8.34 | 8.85 | 9.23 | 9.53 | 9.79 | 10.11 | 300 | 0.105 | 0.146 | 1
2025-05-14 20:00 | 5 | 20 | 8.47 | 8.97 | 9.34 | 9.64 | 9.89 | 10.2 | 295 | 0.091 | 0.141 | 1
2025-05-14 21:00 | 5 | 21 | 7.56 | 8.03 | 8.37 | 8.65 | 8.88 | 9.18 | 286 | 0.097 | 0.146 | 1
2025-05-14 22:00 | 5 | 22 | 8.3 | 8.83 | 9.22 | 9.53 | 9.8 | 10.13 | 285 | 0.105 | 0.151 | 1
2025-05-14 23:00 | 5 | 23 | 7 | 7.45 | 7.79 | 8.06 | 8.29 | 8.58 | 289 | 0.104 | 0.154 | 1
2025-05-15 00:00 | 5 | 0 | 6.9 | 7.28 | 7.56 | 7.78 | 7.97 | 8.2 | 288 | 0.087 | 0.13 | 1
2025-05-15 01:00 | 5 | 1 | 6.78 | 7.11 | 7.35 | 7.54 | 7.71 | 7.91 | 285 | 0.101 | 0.116 | 1
2025-05-15 02:00 | 5 | 2 | 6.63 | 6.97 | 7.22 | 7.43 | 7.6 | 7.81 | 286 | 0.127 | 0.124 | 1
2025-05-15 03:00 | 5 | 3 | 6.28 | 6.62 | 6.87 | 7.07 | 7.24 | 7.45 | 292 | 0.125 | 0.13 | 1
2025-05-15 04:00 | 5 | 4 | 6.15 | 6.48 | 6.73 | 6.93 | 7.09 | 7.3 | 272 | 0.102 | 0.13 | 1
2025-05-15 05:00 | 5 | 5 | 6.03 | 6.32 | 6.54 | 6.71 | 6.85 | 7.03 | 268 | 0.092 | 0.115 | 1
2025-05-15 06:00 | 5 | 6 | 6.13 | 6.46 | 6.71 | 6.91 | 7.08 | 7.29 | 285 | 0.136 | 0.131 | 1
2025-05-15 07:00 | 5 | 7 | 6.31 | 6.63 | 6.87 | 7.06 | 7.23 | 7.43 | 269 | 0.117 | 0.124 | 1
2025-05-15 08:00 | 5 | 8 | 5.75 | 6.05 | 6.27 | 6.45 | 6.59 | 6.78 | 275 | 0.121 | 0.125 | 1
2025-05-15 09:00 | 5 | 9 | 7.36 | 7.75 | 8.03 | 8.26 | 8.45 | 8.7 | 259 | 0.11 | 0.126 | 1
2025-05-15 10:00 | 5 | 10 | 7.31 | 7.64 | 7.89 | 8.08 | 8.25 | 8.45 | 256 | 0.089 | 0.109 | 1
2025-05-15 11:00 | 5 | 11 | 7.56 | 7.89 | 8.13 | 8.33 | 8.49 | 8.69 | 265 | 0.118 | 0.106 | 1
2025-05-15 12:00 | 5 | 12 | 8.31 | 8.69 | 8.98 | 9.2 | 9.39 | 9.63 | 278 | 0.112 | 0.111 | 1
2025-05-15 13:00 | 5 | 13 | 6.86 | 7.19 | 7.44 | 7.63 | 7.79 | 8 | 280 | 0.105 | 0.116 | 1
2025-05-15 14:00 | 5 | 14 | 6.61 | 6.87 | 7.06 | 7.21 | 7.33 | 7.48 | 279 | 0.122 | 0.094 | 1
2025-05-15 15:00 | 5 | 15 | 6.75 | 7.04 | 7.25 | 7.42 | 7.57 | 7.75 | 269 | 0.103 | 0.104 | 1
2025-05-15 16:00 | 5 | 16 | 6.63 | 6.95 | 7.18 | 7.36 | 7.51 | 7.71 | 263 | 0.11 | 0.113 | 1
2025-05-15 17:00 | 5 | 17 | 6.19 | 6.49 | 6.71 | 6.89 | 7.03 | 7.22 | 250 | 0.105 | 0.117 | 1
2025-05-15 18:00 | 5 | 18 | 5.7 | 6 | 6.23 | 6.41 | 6.56 | 6.75 | 264 | 0.117 | 0.128 | 1
2025-05-15 19:00 | 5 | 19 | 6.13 | 6.45 | 6.68 | 6.87 | 7.03 | 7.22 | 265 | 0.118 | 0.124 | 1
2025-05-15 20:00 | 5 | 20 | 6.39 | 6.75 | 7.01 | 7.22 | 7.4 | 7.62 | 259 | 0.107 | 0.133 | 1
2025-05-15 21:00 | 5 | 21 | 5.92 | 6.26 | 6.51 | 6.71 | 6.88 | 7.09 | 262 | 0.109 | 0.136 | 1
2025-05-15 22:00 | 5 | 22 | 5.35 | 5.69 | 5.94 | 6.14 | 6.31 | 6.53 | 264 | 0.098 | 0.15 | 1
2025-05-15 23:00 | 5 | 23 | 5.17 | 5.49 | 5.73 | 5.92 | 6.08 | 6.29 | 268 | 0.119 | 0.148 | 1
2025-05-16 00:00 | 5 | 0 | 5.63 | 5.96 | 6.2 | 6.4 | 6.56 | 6.77 | 274 | 0.102 | 0.139 | 1
2025-05-16 01:00 | 5 | 1 | 4.79 | 5.08 | 5.3 | 5.48 | 5.62 | 5.81 | 283 | 0.117 | 0.146 | 1
2025-05-16 02:00 | 5 | 2 | 4.81 | 5.11 | 5.34 | 5.52 | 5.67 | 5.86 | 282 | 0.132 | 0.148 | 1
2025-05-16 03:00 | 5 | 3 | 5.37 | 5.68 | 5.91 | 6.1 | 6.25 | 6.45 | 290 | 0.112 | 0.139 | 1
2025-05-16 04:00 | 5 | 4 | 6.16 | 6.51 | 6.78 | 6.99 | 7.17 | 7.39 | 279 | 0.116 | 0.138 | 1
2025-05-16 05:00 | 5 | 5 | 6.48 | 6.82 | 7.07 | 7.27 | 7.44 | 7.65 | 288 | 0.106 | 0.125 | 1
2025-05-16 06:00 | 5 | 6 | 6.87 | 7.24 | 7.52 | 7.74 | 7.93 | 8.16 | 284 | 0.101 | 0.13 | 1
2025-05-16 07:00 | 5 | 7 | 7.25 | 7.65 | 7.94 | 8.17 | 8.37 | 8.62 | 295 | 0.122 | 0.13 | 1
2025-05-16 08:00 | 5 | 8 | 7.83 | 8.25 | 8.56 | 8.8 | 9.01 | 9.27 | 301 | 0.123 | 0.127 | 1
2025-05-16 09:00 | 5 | 9 | 7.26 | 7.65 | 7.95 | 8.18 | 8.38 | 8.62 | 305 | 0.102 | 0.13 | 1
2025-05-16 10:00 | 5 | 10 | 7.15 | 7.52 | 7.79 | 8.01 | 8.19 | 8.42 | 295 | 0.083 | 0.124 | 1
2025-05-16 11:00 | 5 | 11 | 6.54 | 6.8 | 7 | 7.15 | 7.28 | 7.44 | 300 | 0.139 | 0.098 | 1
2025-05-16 12:00 | 5 | 12 | 7.25 | 7.57 | 7.82 | 8.01 | 8.17 | 8.37 | 292 | 0.102 | 0.109 | 1
2025-05-16 13:00 | 5 | 13 | 7.31 | 7.64 | 7.89 | 8.08 | 8.24 | 8.44 | 284 | 0.119 | 0.109 | 1
2025-05-16 14:00 | 5 | 14 | 6.79 | 7.1 | 7.33 | 7.52 | 7.67 | 7.86 | 287 | 0.1 | 0.111 | 1
2025-05-16 15:00 | 5 | 15 | 7.04 | 7.32 | 7.53 | 7.7 | 7.84 | 8.01 | 285 | 0.093 | 0.098 | 1
2025-05-16 16:00 | 5 | 16 | 6.83 | 7.08 | 7.26 | 7.41 | 7.53 | 7.68 | 294 | 0.137 | 0.089 | 1
2025-05-16 17:00 | 5 | 17 | 6.94 | 7.21 | 7.41 | 7.57 | 7.7 | 7.86 | 282 | 0.128 | 0.094 | 1
2025-05-16 18:00 | 5 | 18 | 7.92 | 8.31 | 8.59 | 8.82 | 9.01 | 9.25 | 280 | 0.131 | 0.117 | 1
2025-05-16 19:00 | 5 | 19 | 7.1 | 7.48 | 7.76 | 7.99 | 8.18 | 8.42 | 284 | 0.108 | 0.129 | 1
2025-05-16 20:00 | 5 | 20 | 6.6 | 6.98 | 7.26 | 7.48 | 7.67 | 7.9 | 286 | 0.111 | 0.136 | 1
2025-05-16 21:00 | 5 | 21 | 7.25 | 7.65 | 7.95 | 8.19 | 8.39 | 8.65 | 292 | 0.117 | 0.134 | 1
2025-05-16 22:00 | 5 | 22 | 7.47 | 7.92 | 8.25 | 8.51 | 8.73 | 9.01 | 292 | 0.102 | 0.142 | 1
2025-05-16 23:00 | 5 | 23 | 7.68 | 8.17 | 8.53 | 8.83 | 9.08 | 9.39 | 290 | 0.083 | 0.153 | 1
2025-05-17 00:00 | 5 | 0 | 6.41 | 6.8 | 7.09 | 7.32 | 7.52 | 7.77 | 288 | 0.103 | 0.146 | 1
2025-05-17 01:00 | 5 | 1 | 6 | 6.39 | 6.68 | 6.91 | 7.11 | 7.36 | 288 | 0.087 | 0.155 | 1
2025-05-17 02:00 | 5 | 2 | 6.51 | 6.95 | 7.28 | 7.54 | 7.76 | 8.05 | 302 | 0.131 | 0.16 | 1
2025-05-17 03:00 | 5 | 3 | 6.45 | 6.85 | 7.15 | 7.38 | 7.59 | 7.84 | 286 | 0.097 | 0.147 | 1
2025-05-17 04:00 | 5 | 4 | 6.68 | 7.08 | 7.38 | 7.63 | 7.83 | 8.09 | 284 | 0.114 | 0.145 | 1
2025-05-17 05:00 | 5 | 5 | 7.43 | 7.85 | 8.17 | 8.43 | 8.64 | 8.91 | 293 | 0.097 | 0.138 | 1
2025-05-17 06:00 | 5 | 6 | 7.5 | 7.87 | 8.14 | 8.36 | 8.54 | 8.77 | 281 | 0.135 | 0.118 | 1
2025-05-17 07:00 | 5 | 7 | 6.9 | 7.15 | 7.34 | 7.48 | 7.61 | 7.76 | 273 | 0.096 | 0.089 | 1
2025-05-17 08:00 | 5 | 8 | 7.17 | 7.4 | 7.57 | 7.71 | 7.82 | 7.96 | 275 | 0.133 | 0.079 | 1
2025-05-17 09:00 | 5 | 9 | 7.04 | 7.22 | 7.36 | 7.47 | 7.56 | 7.67 | 264 | 0.12 | 0.065 | 1
2025-05-17 10:00 | 5 | 10 | 6.72 | 6.85 | 6.95 | 7.02 | 7.08 | 7.16 | 267 | 0.127 | 0.048 | 1
2025-05-17 11:00 | 5 | 11 | 6.69 | 6.86 | 6.99 | 7.09 | 7.17 | 7.28 | 266 | 0.124 | 0.064 | 1
2025-05-17 12:00 | 5 | 12 | 6.46 | 6.67 | 6.82 | 6.94 | 7.04 | 7.16 | 273 | 0.077 | 0.078 | 1
2025-05-17 13:00 | 5 | 13 | 5.32 | 5.51 | 5.66 | 5.77 | 5.87 | 5.99 | 276 | 0.101 | 0.089 | 1
2025-05-17 14:00 | 5 | 14 | 4.88 | 5.05 | 5.18 | 5.27 | 5.36 | 5.46 | 276 | 0.123 | 0.084 | 1
2025-05-17 15:00 | 5 | 15 | 6.13 | 6.35 | 6.51 | 6.64 | 6.74 | 6.87 | 274 | 0.106 | 0.087 | 1
2025-05-17 16:00 | 5 | 16 | 7.15 | 7.41 | 7.6 | 7.75 | 7.88 | 8.04 | 277 | 0.129 | 0.089 | 1
2025-05-17 17:00 | 5 | 17 | 8.29 | 8.64 | 8.89 | 9.09 | 9.26 | 9.47 | 274 | 0.117 | 0.1 | 1
2025-05-17 18:00 | 5 | 18 | 7.86 | 8.26 | 8.55 | 8.79 | 8.99 | 9.23 | 261 | 0.123 | 0.122 | 1
2025-05-17 19:00 | 5 | 19 | 6.83 | 7.2 | 7.47 | 7.7 | 7.88 | 8.11 | 260 | 0.117 | 0.13 | 1
2025-05-17 20:00 | 5 | 20 | 5.38 | 5.72 | 5.98 | 6.18 | 6.36 | 6.58 | 250 | 0.133 | 0.152 | 1
2025-05-17 21:00 | 5 | 21 | 4.68 | 4.98 | 5.2 | 5.37 | 5.52 | 5.71 | 243 | 0.147 | 0.15 | 1
2025-05-17 22:00 | 5 | 22 | 4.05 | 4.31 | 4.51 | 4.67 | 4.81 | 4.98 | 250 | 0.124 | 0.157 | 1
2025-05-17 23:00 | 5 | 23 | 3.97 | 4.22 | 4.42 | 4.57 | 4.7 | 4.86 | 254 | 0.133 | 0.154 | 1
2025-05-18 00:00 | 5 | 0 | 2.98 | 3.19 | 3.34 | 3.46 | 3.57 | 3.7 | 257 | 0.149 | 0.162 | 1
2025-05-18 01:00 | 5 | 1 | 2.73 | 2.91 | 3.05 | 3.15 | 3.25 | 3.36 | 250 | 0.155 | 0.157 | 1
2025-05-18 02:00 | 5 | 2 | 3.64 | 3.86 | 4.02 | 4.16 | 4.27 | 4.41 | 257 | 0.141 | 0.145 | 1
2025-05-18 03:00 | 5 | 3 | 3.72 | 3.93 | 4.09 | 4.21 | 4.32 | 4.45 | 258 | 0.124 | 0.136 | 1
2025-05-18 04:00 | 5 | 4 | 3.64 | 3.86 | 4.03 | 4.16 | 4.27 | 4.41 | 260 | 0.125 | 0.144 | 1
2025-05-18 05:00 | 5 | 5 | 3.26 | 3.47 | 3.62 | 3.74 | 3.85 | 3.98 | 268 | 0.193 | 0.15 | 1
2025-05-18 06:00 | 5 | 6 | 3 | 3.17 | 3.3 | 3.41 | 3.49 | 3.6 | 279 | 0.133 | 0.139 | 1
2025-05-18 07:00 | 5 | 7 | 2.7 | 2.83 | 2.94 | 3.02 | 3.08 | 3.17 | 268 | 0.138 | 0.122 | 1
2025-05-18 08:00 | 5 | 8 | 1.99 | 2.09 | 2.17 | 2.23 | 2.28 | 2.34 | 280 | 0.16 | 0.123 | 1
2025-05-18 09:00 | 5 | 9 | 2.2 | 2.3 | 2.37 | 2.43 | 2.48 | 2.54 | 296 | 0.197 | 0.109 | 1
2025-05-18 10:00 | 5 | 10 | 2.75 | 2.87 | 2.97 | 3.04 | 3.1 | 3.18 | 295 | 0.174 | 0.112 | 1
2025-05-18 11:00 | 5 | 11 | 2.47 | 2.56 | 2.63 | 2.69 | 2.74 | 2.79 | 284 | 0.192 | 0.095 | 1
2025-05-18 12:00 | 5 | 12 | 4.02 | 4.19 | 4.31 | 4.41 | 4.49 | 4.59 | 286 | 0.154 | 0.1 | 1
2025-05-18 13:00 | 5 | 13 | 4.14 | 4.3 | 4.42 | 4.52 | 4.6 | 4.7 | 284 | 0.117 | 0.097 | 1
2025-05-18 14:00 | 5 | 14 | 4 | 4.14 | 4.24 | 4.32 | 4.39 | 4.47 | 282 | 0.13 | 0.084 | 1
2025-05-18 15:00 | 5 | 15 | 4 | 4.16 | 4.28 | 4.38 | 4.46 | 4.55 | 284 | 0.155 | 0.098 | 1
2025-05-18 16:00 | 5 | 16 | 3.43 | 3.57 | 3.67 | 3.75 | 3.81 | 3.9 | 280 | 0.138 | 0.095 | 1
2025-05-18 17:00 | 5 | 17 | 2.57 | 2.68 | 2.76 | 2.82 | 2.87 | 2.94 | 280 | 0.159 | 0.101 | 1
2025-05-18 18:00 | 5 | 18 | 2.3 | 2.39 | 2.46 | 2.52 | 2.56 | 2.62 | 288 | 0.179 | 0.1 | 1
2025-05-18 19:00 | 5 | 19 | 2.45 | 2.56 | 2.64 | 2.7 | 2.75 | 2.82 | 305 | 0.181 | 0.106 | 1
2025-05-18 20:00 | 5 | 20 | 2.25 | 2.36 | 2.44 | 2.51 | 2.57 | 2.64 | 312 | 0.203 | 0.12 | 1
2025-05-18 21:00 | 5 | 21 | 2.4 | 2.53 | 2.62 | 2.7 | 2.77 | 2.85 | 295 | 0.162 | 0.13 | 1
2025-05-18 22:00 | 5 | 22 | 1.82 | 1.93 | 2.02 | 2.08 | 2.14 | 2.21 | 294 | 0.211 | 0.145 | 1
2025-05-18 23:00 | 5 | 23 | 2 | 2.11 | 2.19 | 2.26 | 2.31 | 2.38 | 292 | 0.199 | 0.131 | 1
2025-05-19 00:00 | 5 | 0 | 2.09 | 2.22 | 2.31 | 2.39 | 2.45 | 2.53 | 286 | 0.182 | 0.145 | 1
2025-05-19 01:00 | 5 | 1 | 2.09 | 2.22 | 2.31 | 2.38 | 2.45 | 2.52 | 295 | 0.152 | 0.142 | 1
2025-05-19 02:00 | 5 | 2 | 2.47 | 2.61 | 2.71 | 2.8 | 2.87 | 2.96 | 296 | 0.155 | 0.136 | 1
2025-05-19 03:00 | 5 | 3 | 2.22 | 2.34 | 2.43 | 2.51 | 2.57 | 2.64 | 287 | 0.173 | 0.132 | 1
2025-05-19 04:00 | 5 | 4 | 1.94 | 2.04 | 2.12 | 2.18 | 2.23 | 2.3 | 291 | 0.182 | 0.129 | 1
2025-05-19 05:00 | 5 | 5 | 1.46 | 1.55 | 1.61 | 1.67 | 1.71 | 1.77 | 304 | 0.231 | 0.146 | 1
2025-05-19 06:00 | 5 | 6 | 1.64 | 1.75 | 1.83 | 1.89 | 1.95 | 2.02 | 304 | 0.213 | 0.157 | 1
2025-05-19 07:00 | 5 | 7 | 1.6 | 1.69 | 1.75 | 1.81 | 1.85 | 1.9 | 286 | 0.22 | 0.132 | 1
2025-05-19 08:00 | 5 | 8 | 1.95 | 2.06 | 2.14 | 2.2 | 2.25 | 2.32 | 281 | 0.211 | 0.13 | 1
2025-05-19 09:00 | 5 | 9 | 1.53 | 1.61 | 1.66 | 1.71 | 1.75 | 1.8 | 298 | 0.263 | 0.125 | 1
2025-05-19 10:00 | 5 | 10 | 1.91 | 2.01 | 2.09 | 2.15 | 2.2 | 2.26 | 304 | 0.189 | 0.128 | 1
2025-05-19 11:00 | 5 | 11 | 1.81 | 1.91 | 1.98 | 2.04 | 2.08 | 2.15 | 294 | 0.208 | 0.129 | 1
2025-05-19 12:00 | 5 | 12 | 1.94 | 2.03 | 2.1 | 2.15 | 2.2 | 2.25 | 278 | 0.175 | 0.111 | 1
2025-05-19 13:00 | 5 | 13 | 1.62 | 1.7 | 1.75 | 1.79 | 1.83 | 1.88 | 267 | 0.217 | 0.111 | 1
2025-05-19 14:00 | 5 | 14 | 2.08 | 2.18 | 2.26 | 2.32 | 2.37 | 2.44 | 266 | 0.191 | 0.12 | 1
2025-05-19 15:00 | 5 | 15 | 2.18 | 2.27 | 2.34 | 2.39 | 2.44 | 2.49 | 262 | 0.159 | 0.103 | 1
2025-05-19 16:00 | 5 | 16 | 2.1 | 2.19 | 2.26 | 2.32 | 2.36 | 2.42 | 263 | 0.195 | 0.107 | 1
2025-05-19 17:00 | 5 | 17 | 1.9 | 1.98 | 2.04 | 2.09 | 2.12 | 2.17 | 273 | 0.169 | 0.101 | 1
2025-05-19 18:00 | 5 | 18 | 1.71 | 1.79 | 1.85 | 1.89 | 1.93 | 1.98 | 282 | 0.215 | 0.111 | 1
2025-05-19 19:00 | 5 | 19 | 2.25 | 2.38 | 2.47 | 2.55 | 2.61 | 2.69 | 279 | 0.18 | 0.135 | 1
2025-05-19 20:00 | 5 | 20 | 2.01 | 2.13 | 2.22 | 2.29 | 2.34 | 2.42 | 278 | 0.2 | 0.138 | 1
2025-05-19 21:00 | 5 | 21 | 1.72 | 1.81 | 1.88 | 1.93 | 1.98 | 2.04 | 272 | 0.199 | 0.13 | 1
2025-05-19 22:00 | 5 | 22 | 2.37 | 2.51 | 2.61 | 2.69 | 2.76 | 2.85 | 275 | 0.189 | 0.14 | 1
2025-05-19 23:00 | 5 | 23 | 1.89 | 1.99 | 2.06 | 2.12 | 2.17 | 2.23 | 276 | 0.188 | 0.127 | 1
2025-05-20 00:00 | 5 | 0 | 2.32 | 2.44 | 2.53 | 2.6 | 2.66 | 2.73 | 265 | 0.155 | 0.125 | 1
2025-05-20 01:00 | 5 | 1 | 2.01 | 2.11 | 2.2 | 2.26 | 2.32 | 2.38 | 291 | 0.181 | 0.131 | 1
2025-05-20 02:00 | 5 | 2 | 2.6 | 2.76 | 2.88 | 2.98 | 3.06 | 3.16 | 286 | 0.164 | 0.146 | 1
2025-05-20 03:00 | 5 | 3 | 2.6 | 2.75 | 2.86 | 2.95 | 3.03 | 3.12 | 284 | 0.138 | 0.139 | 1
2025-05-20 04:00 | 5 | 4 | 2.75 | 2.9 | 3.01 | 3.1 | 3.17 | 3.27 | 271 | 0.12 | 0.129 | 1
2025-05-20 05:00 | 5 | 5 | 3.28 | 3.48 | 3.62 | 3.74 | 3.84 | 3.96 | 275 | 0.142 | 0.143 | 1
2025-05-20 06:00 | 5 | 6 | 3.2 | 3.41 | 3.56 | 3.68 | 3.79 | 3.92 | 269 | 0.15 | 0.152 | 1
2025-05-20 07:00 | 5 | 7 | 2.76 | 2.92 | 3.04 | 3.14 | 3.22 | 3.32 | 259 | 0.144 | 0.141 | 1
2025-05-20 08:00 | 5 | 8 | 2.89 | 3.07 | 3.19 | 3.3 | 3.38 | 3.49 | 257 | 0.161 | 0.143 | 1
2025-05-20 09:00 | 5 | 9 | 2.38 | 2.5 | 2.59 | 2.66 | 2.72 | 2.79 | 260 | 0.158 | 0.123 | 1
2025-05-20 10:00 | 5 | 10 | 2.58 | 2.71 | 2.81 | 2.89 | 2.96 | 3.04 | 258 | 0.188 | 0.125 | 1
2025-05-20 11:00 | 5 | 11 | 3.17 | 3.33 | 3.44 | 3.53 | 3.6 | 3.7 | 248 | 0.162 | 0.116 | 1
2025-05-20 12:00 | 5 | 12 | 2.44 | 2.56 | 2.64 | 2.71 | 2.77 | 2.84 | 240 | 0.165 | 0.114 | 1
2025-05-20 13:00 | 5 | 13 | 2.04 | 2.13 | 2.2 | 2.25 | 2.3 | 2.36 | 252 | 0.188 | 0.111 | 1
2025-05-20 14:00 | 5 | 14 | 3.19 | 3.32 | 3.42 | 3.49 | 3.56 | 3.64 | 241 | 0.159 | 0.101 | 1
2025-05-20 15:00 | 5 | 15 | 2.95 | 3.05 | 3.12 | 3.18 | 3.23 | 3.29 | 253 | 0.153 | 0.083 | 1
2025-05-20 16:00 | 5 | 16 | 2.36 | 2.44 | 2.5 | 2.55 | 2.59 | 2.63 | 245 | 0.153 | 0.082 | 1
2025-05-20 17:00 | 5 | 17 | 3.03 | 3.12 | 3.18 | 3.23 | 3.28 | 3.33 | 244 | 0.135 | 0.071 | 1
2025-05-20 18:00 | 5 | 18 | 4.09 | 4.22 | 4.32 | 4.4 | 4.46 | 4.54 | 251 | 0.134 | 0.08 | 1
2025-05-20 19:00 | 5 | 19 | 3.22 | 3.32 | 3.39 | 3.45 | 3.5 | 3.56 | 254 | 0.151 | 0.076 | 1
2025-05-20 20:00 | 5 | 20 | 3.64 | 3.77 | 3.86 | 3.94 | 4 | 4.07 | 249 | 0.147 | 0.085 | 1
2025-05-20 21:00 | 5 | 21 | 4.51 | 4.69 | 4.83 | 4.94 | 5.03 | 5.15 | 250 | 0.143 | 0.1 | 1
2025-05-20 22:00 | 5 | 22 | 4.31 | 4.49 | 4.63 | 4.74 | 4.82 | 4.94 | 258 | 0.148 | 0.103 | 1
2025-05-20 23:00 | 5 | 23 | 4.83 | 5.06 | 5.23 | 5.36 | 5.47 | 5.61 | 264 | 0.113 | 0.113 | 1
2025-05-21 00:00 | 5 | 0 | 5.27 | 5.53 | 5.73 | 5.89 | 6.02 | 6.18 | 263 | 0.104 | 0.121 | 1
2025-05-21 01:00 | 5 | 1 | 4.22 | 4.42 | 4.57 | 4.69 | 4.79 | 4.92 | 276 | 0.146 | 0.115 | 1
2025-05-21 02:00 | 5 | 2 | 4.15 | 4.36 | 4.51 | 4.63 | 4.73 | 4.86 | 277 | 0.103 | 0.12 | 1
2025-05-21 03:00 | 5 | 3 | 4.18 | 4.42 | 4.61 | 4.75 | 4.88 | 5.03 | 270 | 0.134 | 0.14 | 1
2025-05-21 04:00 | 5 | 4 | 3.2 | 3.38 | 3.51 | 3.61 | 3.7 | 3.81 | 268 | 0.134 | 0.131 | 1
2025-05-21 05:00 | 5 | 5 | 3.46 | 3.65 | 3.78 | 3.89 | 3.99 | 4.11 | 284 | 0.146 | 0.13 | 1
2025-05-21 06:00 | 5 | 6 | 3.21 | 3.39 | 3.53 | 3.64 | 3.73 | 3.85 | 265 | 0.157 | 0.137 | 1
2025-05-21 07:00 | 5 | 7 | 3.57 | 3.76 | 3.89 | 4 | 4.09 | 4.21 | 274 | 0.133 | 0.123 | 1
2025-05-21 08:00 | 5 | 8 | 3.33 | 3.48 | 3.59 | 3.68 | 3.75 | 3.84 | 267 | 0.141 | 0.109 | 1
2025-05-21 09:00 | 5 | 9 | 3.99 | 4.12 | 4.22 | 4.29 | 4.36 | 4.44 | 288 | 0.117 | 0.081 | 1
2025-05-21 10:00 | 5 | 10 | 4.24 | 4.34 | 4.42 | 4.48 | 4.53 | 4.6 | 277 | 0.114 | 0.061 | 1
2025-05-21 11:00 | 5 | 11 | 4.22 | 4.33 | 4.4 | 4.46 | 4.51 | 4.57 | 274 | 0.1 | 0.061 | 1
2025-05-21 12:00 | 5 | 12 | 4.26 | 4.38 | 4.46 | 4.53 | 4.59 | 4.66 | 280 | 0.125 | 0.068 | 1
2025-05-21 13:00 | 5 | 13 | 4.46 | 4.6 | 4.7 | 4.78 | 4.85 | 4.93 | 266 | 0.112 | 0.077 | 1
2025-05-21 14:00 | 5 | 14 | 4.76 | 4.91 | 5.03 | 5.11 | 5.19 | 5.28 | 278 | 0.107 | 0.079 | 1
2025-05-21 15:00 | 5 | 15 | 4.68 | 4.84 | 4.96 | 5.06 | 5.14 | 5.24 | 273 | 0.114 | 0.086 | 1
2025-05-21 16:00 | 5 | 16 | 4.7 | 4.92 | 5.07 | 5.2 | 5.3 | 5.43 | 284 | 0.144 | 0.109 | 1
2025-05-21 17:00 | 5 | 17 | 4.76 | 5.03 | 5.22 | 5.38 | 5.51 | 5.67 | 284 | 0.141 | 0.132 | 1
2025-05-21 18:00 | 5 | 18 | 4.21 | 4.46 | 4.65 | 4.8 | 4.92 | 5.08 | 298 | 0.14 | 0.141 | 1
2025-05-21 19:00 | 5 | 19 | 4.3 | 4.57 | 4.76 | 4.92 | 5.06 | 5.23 | 304 | 0.129 | 0.147 | 1
2025-05-21 20:00 | 5 | 20 | 4.37 | 4.64 | 4.84 | 5 | 5.13 | 5.3 | 306 | 0.152 | 0.145 | 1
2025-05-21 21:00 | 5 | 21 | 4.37 | 4.64 | 4.85 | 5.01 | 5.15 | 5.32 | 304 | 0.121 | 0.149 | 1
2025-05-21 22:00 | 5 | 22 | 4.1 | 4.38 | 4.59 | 4.76 | 4.9 | 5.09 | 302 | 0.122 | 0.163 | 1
2025-05-21 23:00 | 5 | 23 | 4.57 | 4.88 | 5.11 | 5.29 | 5.45 | 5.65 | 293 | 0.122 | 0.159 | 1
2025-05-22 00:00 | 5 | 0 | 4.36 | 4.64 | 4.85 | 5.02 | 5.17 | 5.35 | 291 | 0.109 | 0.156 | 1
2025-05-22 01:00 | 5 | 1 | 4.42 | 4.68 | 4.87 | 5.03 | 5.16 | 5.33 | 293 | 0.131 | 0.141 | 1
2025-05-22 02:00 | 5 | 2 | 5.03 | 5.33 | 5.56 | 5.75 | 5.9 | 6.1 | 298 | 0.119 | 0.146 | 1
2025-05-22 03:00 | 5 | 3 | 5.02 | 5.3 | 5.51 | 5.68 | 5.82 | 6 | 312 | 0.123 | 0.136 | 1
2025-05-22 04:00 | 5 | 4 | 4.71 | 4.97 | 5.16 | 5.32 | 5.45 | 5.61 | 302 | 0.126 | 0.132 | 1
2025-05-22 05:00 | 5 | 5 | 4.18 | 4.4 | 4.56 | 4.69 | 4.8 | 4.94 | 295 | 0.117 | 0.126 | 1
2025-05-22 06:00 | 5 | 6 | 5.06 | 5.31 | 5.5 | 5.64 | 5.77 | 5.92 | 290 | 0.116 | 0.118 | 1
2025-05-22 07:00 | 5 | 7 | 5.31 | 5.54 | 5.71 | 5.85 | 5.97 | 6.11 | 293 | 0.119 | 0.106 | 1
2025-05-22 08:00 | 5 | 8 | 4.98 | 5.18 | 5.33 | 5.44 | 5.54 | 5.66 | 282 | 0.143 | 0.096 | 1
2025-05-22 09:00 | 5 | 9 | 4.12 | 4.26 | 4.36 | 4.44 | 4.51 | 4.6 | 282 | 0.108 | 0.084 | 1
2025-05-22 10:00 | 5 | 10 | 4.64 | 4.79 | 4.89 | 4.98 | 5.05 | 5.14 | 283 | 0.123 | 0.077 | 1
2025-05-22 11:00 | 5 | 11 | 5.26 | 5.43 | 5.55 | 5.65 | 5.73 | 5.83 | 284 | 0.141 | 0.078 | 1
2025-05-22 12:00 | 5 | 12 | 4.78 | 4.95 | 5.07 | 5.16 | 5.24 | 5.34 | 283 | 0.121 | 0.083 | 1
2025-05-22 13:00 | 5 | 13 | 4.86 | 5 | 5.1 | 5.18 | 5.24 | 5.33 | 285 | 0.13 | 0.068 | 1
2025-05-22 14:00 | 5 | 14 | 5.45 | 5.59 | 5.69 | 5.78 | 5.84 | 5.93 | 272 | 0.108 | 0.063 | 0
2025-05-22 15:00 | 5 | 15 | 6.26 | 6.42 | 6.54 | 6.64 | 6.72 | 6.81 | 270 | 0.116 | 0.064 | 1
2025-05-22 16:00 | 5 | 16 | 6.54 | 6.67 | 6.77 | 6.84 | 6.9 | 6.98 | 268 | 0.094 | 0.049 | 1
2025-05-22 17:00 | 5 | 17 | 6.59 | 6.75 | 6.87 | 6.96 | 7.04 | 7.14 | 261 | 0.106 | 0.061 | 1
2025-05-22 18:00 | 5 | 18 | 7.24 | 7.41 | 7.53 | 7.63 | 7.71 | 7.81 | 264 | 0.111 | 0.057 | 1
2025-05-22 19:00 | 5 | 19 | 7.11 | 7.33 | 7.49 | 7.62 | 7.72 | 7.85 | 266 | 0.107 | 0.075 | 1
2025-05-22 20:00 | 5 | 20 | 7.17 | 7.42 | 7.61 | 7.75 | 7.88 | 8.03 | 273 | 0.128 | 0.085 | 1
2025-05-22 21:00 | 5 | 21 | 6.62 | 6.9 | 7.1 | 7.26 | 7.4 | 7.57 | 279 | 0.093 | 0.101 | 1
2025-05-22 22:00 | 5 | 22 | 7.09 | 7.42 | 7.67 | 7.86 | 8.02 | 8.22 | 287 | 0.106 | 0.112 | 1
2025-05-22 23:00 | 5 | 23 | 6.88 | 7.25 | 7.53 | 7.74 | 7.93 | 8.16 | 297 | 0.125 | 0.129 | 1
2025-05-23 00:00 | 5 | 0 | 7.35 | 7.75 | 8.05 | 8.29 | 8.49 | 8.74 | 306 | 0.081 | 0.131 | 1
2025-05-23 01:00 | 5 | 1 | 7.23 | 7.63 | 7.93 | 8.17 | 8.37 | 8.63 | 315 | 0.117 | 0.134 | 1
2025-05-23 02:00 | 5 | 2 | 6.94 | 7.35 | 7.66 | 7.91 | 8.12 | 8.39 | 311 | 0.135 | 0.143 | 1
2025-05-23 03:00 | 5 | 3 | 6.01 | 6.36 | 6.63 | 6.84 | 7.02 | 7.24 | 300 | 0.115 | 0.142 | 1
2025-05-23 04:00 | 5 | 4 | 5.51 | 5.82 | 6.05 | 6.23 | 6.38 | 6.58 | 305 | 0.117 | 0.134 | 1
2025-05-23 05:00 | 5 | 5 | 4.86 | 5.11 | 5.29 | 5.43 | 5.56 | 5.71 | 313 | 0.111 | 0.122 | 1
2025-05-23 06:00 | 5 | 6 | 5.12 | 5.36 | 5.53 | 5.67 | 5.79 | 5.93 | 308 | 0.101 | 0.111 | 1
2025-05-23 07:00 | 5 | 7 | 5.38 | 5.65 | 5.85 | 6.01 | 6.14 | 6.31 | 299 | 0.116 | 0.122 | 1
2025-05-23 08:00 | 5 | 8 | 5.33 | 5.64 | 5.86 | 6.05 | 6.2 | 6.4 | 296 | 0.127 | 0.139 | 1
2025-05-23 09:00 | 5 | 9 | 5.17 | 5.44 | 5.64 | 5.8 | 5.93 | 6.1 | 290 | 0.114 | 0.124 | 1
2025-05-23 10:00 | 5 | 10 | 4.91 | 5.14 | 5.31 | 5.45 | 5.56 | 5.7 | 293 | 0.135 | 0.113 | 1
2025-05-23 11:00 | 5 | 11 | 4.68 | 4.85 | 4.97 | 5.07 | 5.15 | 5.25 | 279 | 0.139 | 0.088 | 1
2025-05-23 12:00 | 5 | 12 | 5.82 | 5.97 | 6.09 | 6.18 | 6.25 | 6.35 | 272 | 0.084 | 0.066 | 1
2025-05-23 13:00 | 5 | 13 | 6.15 | 6.37 | 6.53 | 6.65 | 6.76 | 6.89 | 280 | 0.123 | 0.085 | 1
2025-05-23 14:00 | 5 | 14 | 6.62 | 6.86 | 7.04 | 7.18 | 7.3 | 7.45 | 281 | 0.107 | 0.089 | 1
2025-05-23 15:00 | 5 | 15 | 6.41 | 6.57 | 6.69 | 6.78 | 6.86 | 6.95 | 290 | 0.096 | 0.062 | 1
2025-05-23 16:00 | 5 | 16 | 5.81 | 5.95 | 6.05 | 6.13 | 6.2 | 6.28 | 303 | 0.131 | 0.059 | 1
2025-05-23 17:00 | 5 | 17 | 5.21 | 5.34 | 5.43 | 5.5 | 5.55 | 5.63 | 302 | 0.124 | 0.058 | 1
2025-05-23 18:00 | 5 | 18 | 4.84 | 5 | 5.11 | 5.2 | 5.28 | 5.37 | 302 | 0.107 | 0.079 | 1
2025-05-23 19:00 | 5 | 19 | 4.22 | 4.37 | 4.47 | 4.55 | 4.62 | 4.71 | 315 | 0.144 | 0.083 | 1
2025-05-23 20:00 | 5 | 20 | 4.46 | 4.59 | 4.69 | 4.77 | 4.83 | 4.91 | 307 | 0.149 | 0.073 | 1
2025-05-23 21:00 | 5 | 21 | 4.12 | 4.25 | 4.34 | 4.42 | 4.48 | 4.56 | 303 | 0.138 | 0.076 | 1
2025-05-23 22:00 | 5 | 22 | 3.94 | 4.08 | 4.18 | 4.26 | 4.33 | 4.41 | 297 | 0.135 | 0.085 | 1
2025-05-23 23:00 | 5 | 23 | 3.77 | 3.91 | 4.01 | 4.08 | 4.15 | 4.23 | 303 | 0.115 | 0.086 | 1
2025-05-24 00:00 | 5 | 0 | 3.78 | 3.9 | 3.99 | 4.06 | 4.12 | 4.2 | 301 | 0.151 | 0.079 | 1
2025-05-24 01:00 | 5 | 1 | 2.9 | 3.02 | 3.1 | 3.17 | 3.23 | 3.3 | 292 | 0.147 | 0.098 | 1
2025-05-24 02:00 | 5 | 2 | 2.11 | 2.2 | 2.27 | 2.32 | 2.37 | 2.43 | 298 | 0.175 | 0.105 | 1
2025-05-24 03:00 | 5 | 3 | 2.18 | 2.28 | 2.35 | 2.41 | 2.46 | 2.52 | 294 | 0.189 | 0.11 | 1
2025-05-24 04:00 | 5 | 4 | 2.55 | 2.66 | 2.74 | 2.81 | 2.86 | 2.93 | 291 | 0.185 | 0.106 | 1
2025-05-24 05:00 | 5 | 5 | 2.62 | 2.76 | 2.85 | 2.93 | 3 | 3.08 | 295 | 0.201 | 0.121 | 1
2025-05-24 06:00 | 5 | 6 | 2.95 | 3.09 | 3.2 | 3.28 | 3.35 | 3.44 | 278 | 0.154 | 0.117 | 1
2025-05-24 07:00 | 5 | 7 | 2.99 | 3.16 | 3.29 | 3.39 | 3.47 | 3.58 | 291 | 0.137 | 0.136 | 1
2025-05-24 08:00 | 5 | 8 | 3.09 | 3.28 | 3.43 | 3.54 | 3.64 | 3.76 | 286 | 0.164 | 0.147 | 1
2025-05-24 09:00 | 5 | 9 | 2.99 | 3.16 | 3.29 | 3.4 | 3.49 | 3.6 | 297 | 0.162 | 0.141 | 1
2025-05-24 10:00 | 5 | 10 | 2.95 | 3.12 | 3.25 | 3.36 | 3.45 | 3.56 | 291 | 0.145 | 0.143 | 1
2025-05-24 11:00 | 5 | 11 | 2.6 | 2.76 | 2.89 | 2.98 | 3.07 | 3.17 | 303 | 0.143 | 0.15 | 1
2025-05-24 12:00 | 5 | 12 | 2.94 | 3.12 | 3.26 | 3.37 | 3.47 | 3.59 | 290 | 0.149 | 0.152 | 1
2025-05-24 13:00 | 5 | 13 | 3.2 | 3.39 | 3.53 | 3.65 | 3.75 | 3.87 | 286 | 0.14 | 0.144 | 1
2025-05-24 14:00 | 5 | 14 | 3.37 | 3.55 | 3.68 | 3.78 | 3.87 | 3.98 | 277 | 0.141 | 0.126 | 1
2025-05-24 15:00 | 5 | 15 | 3.49 | 3.66 | 3.79 | 3.9 | 3.98 | 4.09 | 265 | 0.14 | 0.121 | 1
2025-05-24 16:00 | 5 | 16 | 2.69 | 2.83 | 2.93 | 3.02 | 3.09 | 3.17 | 260 | 0.139 | 0.125 | 1
2025-05-24 17:00 | 5 | 17 | 2.2 | 2.32 | 2.41 | 2.48 | 2.54 | 2.61 | 267 | 0.166 | 0.13 | 1
2025-05-24 18:00 | 5 | 18 | 1.89 | 2 | 2.07 | 2.13 | 2.18 | 2.25 | 270 | 0.187 | 0.13 | 1
2025-05-24 19:00 | 5 | 19 | 1.85 | 1.95 | 2.02 | 2.08 | 2.13 | 2.19 | 269 | 0.194 | 0.126 | 1
2025-05-24 20:00 | 5 | 20 | 1.72 | 1.8 | 1.87 | 1.92 | 1.96 | 2.01 | 266 | 0.224 | 0.121 | 1
2025-05-24 21:00 | 5 | 21 | 1.47 | 1.55 | 1.61 | 1.66 | 1.7 | 1.75 | 268 | 0.245 | 0.131 | 1
2025-05-24 22:00 | 5 | 22 | 1.56 | 1.64 | 1.7 | 1.75 | 1.79 | 1.84 | 272 | 0.249 | 0.126 | 1
2025-05-24 23:00 | 5 | 23 | 1.9 | 2 | 2.08 | 2.14 | 2.19 | 2.25 | 269 | 0.207 | 0.126 | 1
2025-05-25 00:00 | 5 | 0 | 1.6 | 1.69 | 1.75 | 1.81 | 1.85 | 1.9 | 260 | 0.225 | 0.129 | 1
2025-05-25 01:00 | 5 | 1 | 1.7 | 1.79 | 1.85 | 1.9 | 1.94 | 2 | 263 | 0.189 | 0.12 | 1
2025-05-25 02:00 | 5 | 2 | 1.34 | 1.41 | 1.47 | 1.52 | 1.56 | 1.6 | 265 | 0.255 | 0.138 | 1
2025-05-25 03:00 | 5 | 3 | 1.81 | 1.93 | 2.02 | 2.09 | 2.15 | 2.23 | 263 | 0.22 | 0.158 | 1
2025-05-25 04:00 | 5 | 4 | 2.17 | 2.31 | 2.42 | 2.5 | 2.57 | 2.66 | 274 | 0.202 | 0.155 | 1
2025-05-25 05:00 | 5 | 5 | 2.19 | 2.33 | 2.43 | 2.52 | 2.59 | 2.68 | 279 | 0.182 | 0.153 | 1
2025-05-25 06:00 | 5 | 6 | 2.46 | 2.62 | 2.73 | 2.83 | 2.9 | 3 | 276 | 0.154 | 0.151 | 1
2025-05-25 07:00 | 5 | 7 | 2.26 | 2.38 | 2.47 | 2.54 | 2.6 | 2.68 | 260 | 0.167 | 0.127 | 1
2025-05-25 08:00 | 5 | 8 | 2.26 | 2.39 | 2.49 | 2.57 | 2.64 | 2.72 | 262 | 0.205 | 0.14 | 1
2025-05-25 09:00 | 5 | 9 | 2.22 | 2.33 | 2.41 | 2.48 | 2.53 | 2.6 | 259 | 0.169 | 0.12 | 1
2025-05-25 10:00 | 5 | 10 | 2.14 | 2.22 | 2.28 | 2.33 | 2.38 | 2.43 | 255 | 0.171 | 0.096 | 1
2025-05-25 11:00 | 5 | 11 | 2.05 | 2.11 | 2.15 | 2.18 | 2.21 | 2.24 | 267 | 0.185 | 0.066 | 1
2025-05-25 12:00 | 5 | 12 | 2.21 | 2.28 | 2.34 | 2.38 | 2.41 | 2.46 | 259 | 0.171 | 0.079 | 1
2025-05-25 13:00 | 5 | 13 | 2.45 | 2.52 | 2.58 | 2.62 | 2.66 | 2.71 | 257 | 0.153 | 0.077 | 1
2025-05-25 14:00 | 5 | 14 | 2.63 | 2.7 | 2.75 | 2.79 | 2.83 | 2.87 | 250 | 0.139 | 0.067 | 1
2025-05-25 15:00 | 5 | 15 | 3.02 | 3.1 | 3.16 | 3.2 | 3.24 | 3.29 | 247 | 0.148 | 0.065 | 1
2025-05-25 16:00 | 5 | 16 | 3.84 | 3.95 | 4.04 | 4.1 | 4.16 | 4.23 | 234 | 0.157 | 0.074 | 1
2025-05-25 17:00 | 5 | 17 | 2.91 | 3 | 3.06 | 3.11 | 3.15 | 3.2 | 228 | 0.159 | 0.073 | 1
2025-05-25 18:00 | 5 | 18 | 2.08 | 2.18 | 2.25 | 2.3 | 2.35 | 2.41 | 232 | 0.188 | 0.108 | 1
2025-05-25 19:00 | 5 | 19 | 2.91 | 3.05 | 3.15 | 3.23 | 3.3 | 3.39 | 237 | 0.166 | 0.116 | 1
2025-05-25 20:00 | 5 | 20 | 3.29 | 3.46 | 3.58 | 3.67 | 3.75 | 3.85 | 237 | 0.141 | 0.118 | 1
2025-05-25 21:00 | 5 | 21 | 2.85 | 3.01 | 3.12 | 3.21 | 3.29 | 3.39 | 232 | 0.166 | 0.129 | 1
2025-05-25 22:00 | 5 | 22 | 2.62 | 2.76 | 2.86 | 2.94 | 3.01 | 3.1 | 232 | 0.174 | 0.128 | 1
2025-05-25 23:00 | 5 | 23 | 2.13 | 2.25 | 2.34 | 2.41 | 2.47 | 2.55 | 239 | 0.141 | 0.135 | 1
2025-05-26 00:00 | 5 | 0 | 2.78 | 2.94 | 3.06 | 3.16 | 3.24 | 3.34 | 257 | 0.17 | 0.139 | 1
2025-05-26 01:00 | 5 | 1 | 2.11 | 2.23 | 2.32 | 2.39 | 2.45 | 2.53 | 259 | 0.178 | 0.137 | 1
2025-05-26 02:00 | 5 | 2 | 2.19 | 2.33 | 2.42 | 2.5 | 2.57 | 2.65 | 257 | 0.191 | 0.144 | 1
2025-05-26 03:00 | 5 | 3 | 1.97 | 2.07 | 2.15 | 2.21 | 2.26 | 2.32 | 255 | 0.165 | 0.123 | 1
2025-05-26 04:00 | 5 | 4 | 1.73 | 1.82 | 1.88 | 1.94 | 1.98 | 2.04 | 262 | 0.197 | 0.124 | 1
2025-05-26 05:00 | 5 | 5 | 1.7 | 1.81 | 1.9 | 1.96 | 2.02 | 2.09 | 266 | 0.22 | 0.155 | 1
2025-05-26 06:00 | 5 | 6 | 1.76 | 1.87 | 1.95 | 2.02 | 2.07 | 2.14 | 268 | 0.199 | 0.151 | 1
2025-05-26 07:00 | 5 | 7 | 2.3 | 2.44 | 2.54 | 2.63 | 2.69 | 2.78 | 273 | 0.157 | 0.142 | 1
2025-05-26 08:00 | 5 | 8 | 2.12 | 2.24 | 2.32 | 2.39 | 2.45 | 2.52 | 282 | 0.178 | 0.132 | 1
2025-05-26 09:00 | 5 | 9 | 2.71 | 2.85 | 2.96 | 3.04 | 3.11 | 3.2 | 277 | 0.177 | 0.128 | 1
2025-05-26 10:00 | 5 | 10 | 1.87 | 1.97 | 2.05 | 2.11 | 2.16 | 2.23 | 281 | 0.194 | 0.132 | 1
2025-05-26 11:00 | 5 | 11 | 1.23 | 1.29 | 1.34 | 1.37 | 1.4 | 1.44 | 280 | 0.256 | 0.117 | 1
2025-05-26 12:00 | 5 | 12 | 1.39 | 1.46 | 1.51 | 1.55 | 1.58 | 1.63 | 277 | 0.24 | 0.116 | 1
2025-05-26 13:00 | 5 | 13 | 1.24 | 1.3 | 1.34 | 1.38 | 1.41 | 1.45 | 275 | 0.24 | 0.12 | 1
2025-05-26 14:00 | 5 | 14 | 1.51 | 1.59 | 1.64 | 1.69 | 1.73 | 1.77 | 273 | 0.204 | 0.122 | 1
2025-05-26 15:00 | 5 | 15 | 1.5 | 1.58 | 1.64 | 1.68 | 1.72 | 1.77 | 279 | 0.205 | 0.122 | 1
2025-05-26 16:00 | 5 | 16 | 1.42 | 1.49 | 1.55 | 1.6 | 1.63 | 1.68 | 281 | 0.249 | 0.13 | 1
2025-05-26 17:00 | 5 | 17 | 1.79 | 1.86 | 1.91 | 1.95 | 1.99 | 2.03 | 265 | 0.23 | 0.098 | 1
2025-05-26 18:00 | 5 | 18 | 1.97 | 2.05 | 2.1 | 2.15 | 2.18 | 2.23 | 257 | 0.2 | 0.094 | 1
2025-05-26 19:00 | 5 | 19 | 2.27 | 2.35 | 2.42 | 2.47 | 2.51 | 2.56 | 261 | 0.181 | 0.092 | 1
2025-05-26 20:00 | 5 | 20 | 2.44 | 2.53 | 2.6 | 2.65 | 2.7 | 2.76 | 255 | 0.156 | 0.092 | 1
2025-05-26 21:00 | 5 | 21 | 2.22 | 2.31 | 2.37 | 2.42 | 2.46 | 2.52 | 245 | 0.188 | 0.094 | 1
2025-05-26 22:00 | 5 | 22 | 2.25 | 2.33 | 2.39 | 2.44 | 2.47 | 2.52 | 256 | 0.165 | 0.084 | 1
2025-05-26 23:00 | 5 | 23 | 3.14 | 3.27 | 3.37 | 3.44 | 3.5 | 3.58 | 259 | 0.179 | 0.098 | 1
2025-05-27 00:00 | 5 | 0 | 3.2 | 3.32 | 3.42 | 3.49 | 3.55 | 3.62 | 259 | 0.17 | 0.094 | 1
2025-05-27 01:00 | 5 | 1 | 2.29 | 2.37 | 2.44 | 2.48 | 2.52 | 2.57 | 262 | 0.164 | 0.089 | 1
2025-05-27 02:00 | 5 | 2 | 2.73 | 2.83 | 2.91 | 2.97 | 3.02 | 3.08 | 270 | 0.161 | 0.09 | 1
2025-05-27 03:00 | 5 | 3 | 2.85 | 2.97 | 3.06 | 3.12 | 3.18 | 3.25 | 271 | 0.161 | 0.099 | 1
2025-05-27 04:00 | 5 | 4 | 3.18 | 3.32 | 3.42 | 3.49 | 3.56 | 3.64 | 264 | 0.154 | 0.102 | 0
2025-05-27 05:00 | 5 | 5 | 3.42 | 3.57 | 3.69 | 3.78 | 3.85 | 3.95 | 263 | 0.111 | 0.109 | 1
2025-05-27 06:00 | 5 | 6 | 3.69 | 3.84 | 3.96 | 4.05 | 4.12 | 4.22 | 274 | 0.119 | 0.101 | 1
2025-05-27 07:00 | 5 | 7 | 3.44 | 3.58 | 3.68 | 3.76 | 3.83 | 3.91 | 292 | 0.155 | 0.096 | 1
2025-05-27 08:00 | 5 | 8 | 3.34 | 3.48 | 3.57 | 3.65 | 3.72 | 3.8 | 298 | 0.178 | 0.096 | 1
2025-05-27 09:00 | 5 | 9 | 3.83 | 3.97 | 4.07 | 4.15 | 4.22 | 4.3 | 287 | 0.127 | 0.089 | 1
2025-05-27 10:00 | 5 | 10 | 3.99 | 4.14 | 4.24 | 4.32 | 4.39 | 4.47 | 290 | 0.145 | 0.086 | 1
2025-05-27 11:00 | 5 | 11 | 4.3 | 4.46 | 4.57 | 4.66 | 4.73 | 4.82 | 293 | 0.137 | 0.086 | 1
2025-05-27 12:00 | 5 | 12 | 3.82 | 3.93 | 4 | 4.06 | 4.11 | 4.18 | 291 | 0.165 | 0.067 | 1
2025-05-27 13:00 | 5 | 13 | 4.21 | 4.29 | 4.35 | 4.4 | 4.44 | 4.49 | 292 | 0.146 | 0.048 | 1
2025-05-27 14:00 | 5 | 14 | 3.61 | 3.71 | 3.78 | 3.83 | 3.87 | 3.93 | 301 | 0.161 | 0.063 | 1
2025-05-27 15:00 | 5 | 15 | 4.5 | 4.57 | 4.63 | 4.67 | 4.7 | 4.74 | 302 | 0.124 | 0.04 | 1
2025-05-27 16:00 | 5 | 16 | 4.41 | 4.5 | 4.57 | 4.62 | 4.66 | 4.71 | 310 | 0.137 | 0.05 | 1
2025-05-27 17:00 | 5 | 17 | 6.17 | 6.32 | 6.43 | 6.51 | 6.58 | 6.67 | 311 | 0.122 | 0.059 | 1
2025-05-27 18:00 | 5 | 18 | 7.36 | 7.54 | 7.67 | 7.77 | 7.85 | 7.96 | 305 | 0.132 | 0.06 | 1
2025-05-27 19:00 | 5 | 19 | 8.86 | 9.15 | 9.36 | 9.52 | 9.66 | 9.83 | 295 | 0.089 | 0.079 | 1
2025-05-27 20:00 | 5 | 20 | 8.08 | 8.36 | 8.56 | 8.72 | 8.86 | 9.03 | 292 | 0.116 | 0.084 | 1
2025-05-27 21:00 | 5 | 21 | 7.83 | 8.14 | 8.36 | 8.53 | 8.68 | 8.86 | 294 | 0.119 | 0.093 | 1
2025-05-27 22:00 | 5 | 22 | 7.07 | 7.36 | 7.58 | 7.76 | 7.9 | 8.08 | 305 | 0.105 | 0.102 | 1
2025-05-27 23:00 | 5 | 23 | 6.16 | 6.44 | 6.65 | 6.81 | 6.95 | 7.13 | 303 | 0.134 | 0.111 | 1
2025-05-28 00:00 | 5 | 0 | 6.13 | 6.43 | 6.65 | 6.83 | 6.98 | 7.16 | 295 | 0.099 | 0.117 | 1
2025-05-28 01:00 | 5 | 1 | 6.32 | 6.64 | 6.88 | 7.08 | 7.24 | 7.44 | 296 | 0.115 | 0.124 | 1
2025-05-28 02:00 | 5 | 2 | 6.18 | 6.51 | 6.75 | 6.95 | 7.11 | 7.32 | 296 | 0.126 | 0.128 | 1
2025-05-28 03:00 | 5 | 3 | 4.89 | 5.14 | 5.33 | 5.48 | 5.6 | 5.76 | 294 | 0.126 | 0.125 | 1
2025-05-28 04:00 | 5 | 4 | 4.35 | 4.57 | 4.73 | 4.86 | 4.97 | 5.11 | 289 | 0.141 | 0.121 | 1
2025-05-28 05:00 | 5 | 5 | 5.65 | 5.92 | 6.12 | 6.28 | 6.42 | 6.58 | 283 | 0.151 | 0.116 | 1
2025-05-28 06:00 | 5 | 6 | 5.55 | 5.85 | 6.08 | 6.25 | 6.4 | 6.59 | 282 | 0.101 | 0.129 | 1
2025-05-28 07:00 | 5 | 7 | 5.83 | 6.11 | 6.31 | 6.48 | 6.62 | 6.79 | 265 | 0.104 | 0.115 | 1
2025-05-28 08:00 | 5 | 8 | 5.59 | 5.8 | 5.96 | 6.09 | 6.19 | 6.33 | 256 | 0.111 | 0.094 | 1
2025-05-28 09:00 | 5 | 9 | 5.29 | 5.43 | 5.53 | 5.61 | 5.68 | 5.76 | 257 | 0.118 | 0.065 | 1
2025-05-28 10:00 | 5 | 10 | 5 | 5.14 | 5.23 | 5.31 | 5.38 | 5.46 | 257 | 0.113 | 0.067 | 1
2025-05-28 11:00 | 5 | 11 | 4.4 | 4.54 | 4.63 | 4.71 | 4.77 | 4.85 | 263 | 0.138 | 0.074 | 1
2025-05-28 12:00 | 5 | 12 | 4.78 | 4.92 | 5.03 | 5.11 | 5.18 | 5.26 | 265 | 0.123 | 0.073 | 1
2025-05-28 13:00 | 5 | 13 | 5.4 | 5.53 | 5.63 | 5.71 | 5.78 | 5.86 | 268 | 0.126 | 0.062 | 1
2025-05-28 14:00 | 5 | 14 | 5.05 | 5.19 | 5.3 | 5.38 | 5.44 | 5.53 | 267 | 0.113 | 0.068 | 1
2025-05-28 15:00 | 5 | 15 | 4.36 | 4.49 | 4.59 | 4.67 | 4.73 | 4.81 | 262 | 0.135 | 0.074 | 1
2025-05-28 16:00 | 5 | 16 | 4.89 | 5.02 | 5.11 | 5.19 | 5.25 | 5.33 | 270 | 0.144 | 0.066 | 1
2025-05-28 17:00 | 5 | 17 | 4.56 | 4.68 | 4.76 | 4.83 | 4.89 | 4.96 | 265 | 0.13 | 0.064 | 1
2025-05-28 18:00 | 5 | 18 | 4.03 | 4.14 | 4.22 | 4.28 | 4.34 | 4.4 | 281 | 0.134 | 0.066 | 1
2025-05-28 19:00 | 5 | 19 | 4.27 | 4.42 | 4.52 | 4.6 | 4.67 | 4.76 | 287 | 0.124 | 0.081 | 1
2025-05-28 20:00 | 5 | 20 | 4.4 | 4.57 | 4.7 | 4.8 | 4.88 | 4.99 | 272 | 0.124 | 0.095 | 1
2025-05-28 21:00 | 5 | 21 | 4.6 | 4.79 | 4.94 | 5.05 | 5.14 | 5.26 | 277 | 0.155 | 0.102 | 1
2025-05-28 22:00 | 5 | 22 | 3.91 | 4.09 | 4.22 | 4.33 | 4.42 | 4.53 | 279 | 0.139 | 0.112 | 1
2025-05-28 23:00 | 5 | 23 | 4.24 | 4.45 | 4.6 | 4.72 | 4.82 | 4.95 | 274 | 0.121 | 0.117 | 1
2025-05-29 00:00 | 5 | 0 | 4.47 | 4.67 | 4.81 | 4.93 | 5.03 | 5.15 | 262 | 0.113 | 0.108 | 1
2025-05-29 01:00 | 5 | 1 | 3.48 | 3.67 | 3.8 | 3.91 | 4.01 | 4.12 | 263 | 0.13 | 0.128 | 1
2025-05-29 02:00 | 5 | 2 | 2.83 | 2.97 | 3.08 | 3.16 | 3.23 | 3.32 | 272 | 0.133 | 0.121 | 1
2025-05-29 03:00 | 5 | 3 | 2.78 | 2.92 | 3.03 | 3.11 | 3.18 | 3.27 | 270 | 0.17 | 0.125 | 1
2025-05-29 04:00 | 5 | 4 | 2.67 | 2.81 | 2.91 | 2.99 | 3.06 | 3.14 | 269 | 0.171 | 0.122 | 1
2025-05-29 05:00 | 5 | 5 | 3.27 | 3.43 | 3.55 | 3.65 | 3.73 | 3.83 | 268 | 0.165 | 0.121 | 1
2025-05-29 06:00 | 5 | 6 | 3.41 | 3.58 | 3.71 | 3.81 | 3.89 | 4 | 270 | 0.135 | 0.119 | 1
2025-05-29 07:00 | 5 | 7 | 4.3 | 4.5 | 4.64 | 4.76 | 4.85 | 4.97 | 262 | 0.138 | 0.11 | 1
2025-05-29 08:00 | 5 | 8 | 4.25 | 4.41 | 4.54 | 4.63 | 4.72 | 4.82 | 277 | 0.146 | 0.095 | 1
2025-05-29 09:00 | 5 | 9 | 3.84 | 3.97 | 4.07 | 4.15 | 4.21 | 4.29 | 279 | 0.13 | 0.085 | 1
2025-05-29 10:00 | 5 | 10 | 3.9 | 4.02 | 4.11 | 4.18 | 4.23 | 4.31 | 280 | 0.145 | 0.076 | 1
2025-05-29 11:00 | 5 | 11 | 4.59 | 4.77 | 4.9 | 5 | 5.08 | 5.19 | 278 | 0.146 | 0.093 | 1
2025-05-29 12:00 | 5 | 12 | 5.21 | 5.39 | 5.52 | 5.62 | 5.71 | 5.82 | 278 | 0.105 | 0.084 | 1
2025-05-29 13:00 | 5 | 13 | 5.65 | 5.82 | 5.95 | 6.04 | 6.13 | 6.23 | 284 | 0.107 | 0.074 | 1
2025-05-29 14:00 | 5 | 14 | 5.33 | 5.48 | 5.59 | 5.67 | 5.74 | 5.83 | 288 | 0.119 | 0.069 | 1
2025-05-29 15:00 | 5 | 15 | 4.65 | 4.77 | 4.85 | 4.92 | 4.97 | 5.04 | 268 | 0.135 | 0.06 | 1
2025-05-29 16:00 | 5 | 16 | 3.86 | 3.95 | 4.02 | 4.08 | 4.12 | 4.18 | 278 | 0.154 | 0.061 | 1
2025-05-29 17:00 | 5 | 17 | 4.18 | 4.28 | 4.36 | 4.42 | 4.46 | 4.52 | 271 | 0.151 | 0.059 | 1
2025-05-29 18:00 | 5 | 18 | 4.99 | 5.13 | 5.24 | 5.33 | 5.4 | 5.49 | 269 | 0.122 | 0.072 | 1
2025-05-29 19:00 | 5 | 19 | 4.81 | 5 | 5.14 | 5.25 | 5.35 | 5.46 | 258 | 0.13 | 0.096 | 1
2025-05-29 20:00 | 5 | 20 | 4.58 | 4.76 | 4.89 | 4.99 | 5.08 | 5.19 | 269 | 0.124 | 0.095 | 1
2025-05-29 21:00 | 5 | 21 | 4 | 4.16 | 4.27 | 4.37 | 4.45 | 4.54 | 275 | 0.136 | 0.097 | 1
2025-05-29 22:00 | 5 | 22 | 4.98 | 5.18 | 5.33 | 5.44 | 5.54 | 5.66 | 259 | 0.113 | 0.096 | 1
2025-05-29 23:00 | 5 | 23 | 3.9 | 4.06 | 4.19 | 4.28 | 4.36 | 4.46 | 254 | 0.109 | 0.102 | 1
2025-05-30 00:00 | 5 | 0 | 3.65 | 3.83 | 3.95 | 4.06 | 4.14 | 4.25 | 270 | 0.151 | 0.114 | 1
2025-05-30 01:00 | 5 | 1 | 3.14 | 3.29 | 3.4 | 3.48 | 3.55 | 3.64 | 274 | 0.133 | 0.112 | 1
2025-05-30 02:00 | 5 | 2 | 3.2 | 3.34 | 3.44 | 3.53 | 3.59 | 3.68 | 279 | 0.113 | 0.105 | 1
2025-05-30 03:00 | 5 | 3 | 3.57 | 3.74 | 3.86 | 3.96 | 4.04 | 4.15 | 273 | 0.148 | 0.114 | 0
2025-05-30 04:00 | 5 | 4 | 4.17 | 4.38 | 4.54 | 4.66 | 4.76 | 4.89 | 277 | 0.128 | 0.12 | 1
2025-05-30 05:00 | 5 | 5 | 4.32 | 4.53 | 4.69 | 4.81 | 4.92 | 5.05 | 276 | 0.115 | 0.118 | 1
2025-05-30 06:00 | 5 | 6 | 4.68 | 4.9 | 5.07 | 5.2 | 5.31 | 5.45 | 274 | 0.125 | 0.115 | 1
2025-05-30 07:00 | 5 | 7 | 5.21 | 5.43 | 5.6 | 5.73 | 5.83 | 5.97 | 281 | 0.102 | 0.103 | 1
2025-05-30 08:00 | 5 | 8 | 6.06 | 6.28 | 6.44 | 6.57 | 6.68 | 6.82 | 282 | 0.099 | 0.089 | 1
2025-05-30 09:00 | 5 | 9 | 6.94 | 7.21 | 7.41 | 7.57 | 7.7 | 7.86 | 281 | 0.108 | 0.095 | 1
2025-05-30 10:00 | 5 | 10 | 6.09 | 6.29 | 6.43 | 6.55 | 6.64 | 6.76 | 280 | 0.143 | 0.079 | 1
2025-05-30 11:00 | 5 | 11 | 6.65 | 6.9 | 7.08 | 7.23 | 7.35 | 7.5 | 291 | 0.09 | 0.091 | 1
2025-05-30 12:00 | 5 | 12 | 6.71 | 6.93 | 7.09 | 7.22 | 7.33 | 7.46 | 292 | 0.106 | 0.08 | 1
2025-05-30 13:00 | 5 | 13 | 6.21 | 6.4 | 6.54 | 6.65 | 6.75 | 6.86 | 282 | 0.087 | 0.076 | 1
2025-05-30 14:00 | 5 | 14 | 6.86 | 7.03 | 7.15 | 7.25 | 7.33 | 7.43 | 276 | 0.127 | 0.061 | 1
2025-05-30 15:00 | 5 | 15 | 6.1 | 6.24 | 6.34 | 6.42 | 6.49 | 6.57 | 278 | 0.113 | 0.056 | 1
2025-05-30 16:00 | 5 | 16 | 4.96 | 5.05 | 5.12 | 5.17 | 5.21 | 5.26 | 282 | 0.121 | 0.045 | 1
2025-05-30 17:00 | 5 | 17 | 5.52 | 5.65 | 5.74 | 5.81 | 5.87 | 5.95 | 294 | 0.126 | 0.057 | 1
2025-05-30 18:00 | 5 | 18 | 5.7 | 5.87 | 5.99 | 6.08 | 6.16 | 6.26 | 310 | 0.113 | 0.07 | 1
2025-05-30 19:00 | 5 | 19 | 5.9 | 6.1 | 6.25 | 6.37 | 6.46 | 6.59 | 307 | 0.146 | 0.084 | 1
2025-05-30 20:00 | 5 | 20 | 5.73 | 5.92 | 6.06 | 6.18 | 6.27 | 6.39 | 303 | 0.14 | 0.083 | 1
2025-05-30 21:00 | 5 | 21 | 4.45 | 4.64 | 4.78 | 4.9 | 4.99 | 5.11 | 299 | 0.127 | 0.104 | 1
2025-05-30 22:00 | 5 | 22 | 4.51 | 4.72 | 4.87 | 5 | 5.1 | 5.23 | 300 | 0.117 | 0.112 | 1
2025-05-30 23:00 | 5 | 23 | 4.51 | 4.7 | 4.84 | 4.96 | 5.05 | 5.17 | 302 | 0.144 | 0.103 | 1
2025-05-31 00:00 | 5 | 0 | 4.41 | 4.61 | 4.76 | 4.87 | 4.97 | 5.1 | 290 | 0.129 | 0.11 | 1
2025-05-31 01:00 | 5 | 1 | 4.44 | 4.66 | 4.82 | 4.95 | 5.06 | 5.19 | 297 | 0.12 | 0.118 | 1
2025-05-31 02:00 | 5 | 2 | 3.74 | 3.94 | 4.08 | 4.2 | 4.3 | 4.42 | 290 | 0.123 | 0.126 | 1
2025-05-31 03:00 | 5 | 3 | 3.43 | 3.62 | 3.75 | 3.87 | 3.96 | 4.08 | 301 | 0.139 | 0.131 | 1
2025-05-31 04:00 | 5 | 4 | 3.91 | 4.09 | 4.23 | 4.34 | 4.43 | 4.54 | 295 | 0.127 | 0.113 | 1
2025-05-31 05:00 | 5 | 5 | 3.75 | 3.91 | 4.04 | 4.13 | 4.21 | 4.31 | 297 | 0.149 | 0.106 | 1
2025-05-31 06:00 | 5 | 6 | 3.95 | 4.12 | 4.25 | 4.35 | 4.43 | 4.54 | 304 | 0.134 | 0.105 | 1
2025-05-31 07:00 | 5 | 7 | 4.01 | 4.19 | 4.32 | 4.42 | 4.51 | 4.62 | 308 | 0.134 | 0.106 | 1
2025-05-31 08:00 | 5 | 8 | 4.12 | 4.32 | 4.46 | 4.57 | 4.67 | 4.79 | 308 | 0.142 | 0.114 | 1
2025-05-31 09:00 | 5 | 9 | 3.31 | 3.46 | 3.58 | 3.67 | 3.74 | 3.84 | 298 | 0.163 | 0.113 | 1
2025-05-31 10:00 | 5 | 10 | 2.52 | 2.63 | 2.71 | 2.77 | 2.82 | 2.89 | 302 | 0.178 | 0.105 | 1
2025-05-31 11:00 | 5 | 11 | 2.29 | 2.39 | 2.47 | 2.53 | 2.58 | 2.65 | 300 | 0.185 | 0.11 | 1
2025-05-31 12:00 | 5 | 12 | 1.82 | 1.91 | 1.97 | 2.02 | 2.07 | 2.12 | 287 | 0.211 | 0.114 | 1
2025-05-31 13:00 | 5 | 13 | 1.82 | 1.91 | 1.97 | 2.03 | 2.07 | 2.12 | 280 | 0.181 | 0.116 | 1
2025-05-31 14:00 | 5 | 14 | 2.71 | 2.83 | 2.92 | 2.99 | 3.05 | 3.13 | 300 | 0.155 | 0.109 | 1
2025-05-31 15:00 | 5 | 15 | 3.1 | 3.25 | 3.35 | 3.44 | 3.51 | 3.6 | 302 | 0.147 | 0.111 | 1
2025-05-31 16:00 | 5 | 16 | 3.61 | 3.77 | 3.89 | 3.98 | 4.06 | 4.15 | 305 | 0.143 | 0.106 | 1
2025-05-31 17:00 | 5 | 17 | 3.01 | 3.16 | 3.27 | 3.35 | 3.42 | 3.51 | 307 | 0.163 | 0.116 | 1
2025-05-31 18:00 | 5 | 18 | 2.97 | 3.1 | 3.2 | 3.27 | 3.33 | 3.41 | 315 | 0.165 | 0.105 | 1
2025-05-31 19:00 | 5 | 19 | 2.66 | 2.8 | 2.89 | 2.97 | 3.04 | 3.12 | 305 | 0.142 | 0.12 | 1
2025-05-31 20:00 | 5 | 20 | 2.57 | 2.71 | 2.82 | 2.91 | 2.98 | 3.07 | 299 | 0.148 | 0.134 | 1
2025-05-31 21:00 | 5 | 21 | 2.64 | 2.77 | 2.87 | 2.94 | 3.01 | 3.09 | 309 | 0.167 | 0.121 | 1
2025-05-31 22:00 | 5 | 22 | 3.15 | 3.31 | 3.43 | 3.52 | 3.6 | 3.7 | 319 | 0.142 | 0.124 | 1
2025-05-31 23:00 | 5 | 23 | 2.87 | 3.02 | 3.13 | 3.21 | 3.29 | 3.38 | 310 | 0.18 | 0.123 | 1
2025-06-01 00:00 | 6 | 0 | 7.36 | 7.79 | 8.11 | 8.37 | 8.58 | 8.85 | 275 | 0.122 | 0.139 | 1
2025-06-01 01:00 | 6 | 1 | 7.07 | 7.45 | 7.74 | 7.96 | 8.15 | 8.39 | 283 | 0.109 | 0.129 | 1
2025-06-01 02:00 | 6 | 2 | 7.4 | 7.8 | 8.09 | 8.33 | 8.52 | 8.77 | 282 | 0.106 | 0.129 | 1
2025-06-01 03:00 | 6 | 3 | 6.92 | 7.32 | 7.61 | 7.84 | 8.04 | 8.29 | 285 | 0.097 | 0.136 | 1
2025-06-01 04:00 | 6 | 4 | 7.29 | 7.71 | 8.02 | 8.27 | 8.48 | 8.75 | 288 | 0.102 | 0.138 | 1
2025-06-01 05:00 | 6 | 5 | 6.85 | 7.25 | 7.54 | 7.78 | 7.98 | 8.23 | 276 | 0.107 | 0.138 | 1
2025-06-01 06:00 | 6 | 6 | 8.33 | 8.83 | 9.21 | 9.51 | 9.76 | 10.08 | 269 | 0.115 | 0.145 | 1
2025-06-01 07:00 | 6 | 7 | 9.13 | 9.65 | 10.03 | 10.33 | 10.59 | 10.92 | 249 | 0.093 | 0.135 | 1
2025-06-01 08:00 | 6 | 8 | 8.5 | 8.99 | 9.36 | 9.66 | 9.9 | 10.22 | 244 | 0.09 | 0.139 | 1
2025-06-01 09:00 | 6 | 9 | 8.54 | 9.03 | 9.38 | 9.67 | 9.91 | 10.21 | 252 | 0.11 | 0.135 | 1
2025-06-01 10:00 | 6 | 10 | 8.93 | 9.36 | 9.68 | 9.93 | 10.15 | 10.42 | 258 | 0.087 | 0.117 | 1
2025-06-01 11:00 | 6 | 11 | 9.6 | 9.98 | 10.25 | 10.47 | 10.65 | 10.88 | 272 | 0.114 | 0.094 | 1
2025-06-01 12:00 | 6 | 12 | 9.43 | 9.78 | 10.04 | 10.25 | 10.42 | 10.63 | 260 | 0.11 | 0.091 | 1
2025-06-01 13:00 | 6 | 13 | 11.21 | 11.57 | 11.83 | 12.04 | 12.21 | 12.42 | 257 | 0.099 | 0.078 | 1
2025-06-01 14:00 | 6 | 14 | 10.83 | 11.28 | 11.6 | 11.86 | 12.07 | 12.34 | 260 | 0.116 | 0.098 | 1
2025-06-01 15:00 | 6 | 15 | 10.1 | 10.59 | 10.95 | 11.24 | 11.48 | 11.79 | 259 | 0.114 | 0.117 | 1
2025-06-01 16:00 | 6 | 16 | 11.34 | 11.77 | 12.08 | 12.33 | 12.54 | 12.8 | 267 | 0.105 | 0.092 | 1
2025-06-01 17:00 | 6 | 17 | 10.67 | 11.06 | 11.34 | 11.56 | 11.74 | 11.97 | 271 | 0.091 | 0.087 | 1
2025-06-01 18:00 | 6 | 18 | 10.46 | 10.82 | 11.08 | 11.28 | 11.46 | 11.67 | 264 | 0.073 | 0.083 | 1
2025-06-01 19:00 | 6 | 19 | 8.89 | 9.19 | 9.41 | 9.59 | 9.74 | 9.92 | 265 | 0.105 | 0.083 | 1
2025-06-01 20:00 | 6 | 20 | 8.99 | 9.27 | 9.48 | 9.65 | 9.79 | 9.96 | 269 | 0.12 | 0.078 | 1
2025-06-01 21:00 | 6 | 21 | 8.2 | 8.43 | 8.6 | 8.73 | 8.84 | 8.98 | 262 | 0.113 | 0.069 | 1
2025-06-01 22:00 | 6 | 22 | 6.92 | 7.13 | 7.27 | 7.39 | 7.49 | 7.61 | 251 | 0.109 | 0.072 | 1
2025-06-01 23:00 | 6 | 23 | 7.08 | 7.35 | 7.55 | 7.71 | 7.84 | 8 | 253 | 0.102 | 0.093 | 1
2025-06-02 00:00 | 6 | 0 | 8.23 | 8.51 | 8.72 | 8.89 | 9.03 | 9.2 | 239 | 0.129 | 0.084 | 1
2025-06-02 01:00 | 6 | 1 | 7.53 | 7.85 | 8.08 | 8.26 | 8.42 | 8.61 | 247 | 0.095 | 0.101 | 1
2025-06-02 02:00 | 6 | 2 | 6.73 | 7.07 | 7.33 | 7.53 | 7.7 | 7.92 | 245 | 0.126 | 0.123 | 1
2025-06-02 03:00 | 6 | 3 | 6.17 | 6.46 | 6.68 | 6.85 | 6.99 | 7.17 | 253 | 0.117 | 0.114 | 1
2025-06-02 04:00 | 6 | 4 | 5.18 | 5.45 | 5.64 | 5.8 | 5.93 | 6.1 | 249 | 0.116 | 0.123 | 1
2025-06-02 05:00 | 6 | 5 | 5.58 | 5.83 | 6.01 | 6.15 | 6.27 | 6.42 | 253 | 0.117 | 0.105 | 1
2025-06-02 06:00 | 6 | 6 | 7.1 | 7.39 | 7.61 | 7.79 | 7.93 | 8.11 | 258 | 0.109 | 0.102 | 1
2025-06-02 07:00 | 6 | 7 | 6.68 | 6.96 | 7.18 | 7.34 | 7.49 | 7.66 | 269 | 0.092 | 0.104 | 1
2025-06-02 08:00 | 6 | 8 | 5.84 | 6.07 | 6.24 | 6.38 | 6.49 | 6.63 | 271 | 0.134 | 0.097 | 1
2025-06-02 09:00 | 6 | 9 | 5.2 | 5.42 | 5.58 | 5.71 | 5.82 | 5.96 | 268 | 0.096 | 0.103 | 1
2025-06-02 10:00 | 6 | 10 | 5.13 | 5.37 | 5.54 | 5.68 | 5.8 | 5.94 | 275 | 0.123 | 0.111 | 1
2025-06-02 11:00 | 6 | 11 | 6.63 | 6.9 | 7.1 | 7.26 | 7.39 | 7.56 | 276 | 0.114 | 0.099 | 1
2025-06-02 12:00 | 6 | 12 | 6.63 | 6.87 | 7.05 | 7.19 | 7.3 | 7.45 | 266 | 0.14 | 0.089 | 1
2025-06-02 13:00 | 6 | 13 | 6.67 | 6.9 | 7.07 | 7.2 | 7.31 | 7.45 | 285 | 0.102 | 0.084 | 1
2025-06-02 14:00 | 6 | 14 | 7.72 | 8 | 8.2 | 8.36 | 8.49 | 8.65 | 272 | 0.109 | 0.086 | 1
2025-06-02 15:00 | 6 | 15 | 7.78 | 8.04 | 8.23 | 8.38 | 8.5 | 8.66 | 263 | 0.073 | 0.081 | 1
2025-06-02 16:00 | 6 | 16 | 6.78 | 7.03 | 7.22 | 7.37 | 7.49 | 7.64 | 279 | 0.1 | 0.09 | 1
2025-06-02 17:00 | 6 | 17 | 7.23 | 7.5 | 7.7 | 7.86 | 8 | 8.16 | 278 | 0.103 | 0.092 | 1
2025-06-02 18:00 | 6 | 18 | 7.34 | 7.61 | 7.8 | 7.95 | 8.08 | 8.24 | 291 | 0.09 | 0.087 | 1
2025-06-02 19:00 | 6 | 19 | 8.64 | 8.89 | 9.07 | 9.21 | 9.33 | 9.47 | 285 | 0.089 | 0.069 | 1
2025-06-02 20:00 | 6 | 20 | 8.51 | 8.76 | 8.94 | 9.08 | 9.19 | 9.34 | 283 | 0.095 | 0.071 | 1
2025-06-02 21:00 | 6 | 21 | 8.69 | 8.98 | 9.19 | 9.35 | 9.49 | 9.67 | 280 | 0.108 | 0.081 | 1
2025-06-02 22:00 | 6 | 22 | 6.45 | 6.7 | 6.89 | 7.04 | 7.16 | 7.32 | 281 | 0.114 | 0.096 | 1
2025-06-02 23:00 | 6 | 23 | 6.85 | 7.11 | 7.3 | 7.45 | 7.58 | 7.74 | 273 | 0.107 | 0.092 | 1
2025-06-03 00:00 | 6 | 0 | 5.89 | 6.11 | 6.28 | 6.41 | 6.51 | 6.65 | 270 | 0.134 | 0.092 | 1
2025-06-03 01:00 | 6 | 1 | 7.85 | 8.17 | 8.4 | 8.58 | 8.74 | 8.93 | 264 | 0.11 | 0.098 | 1
2025-06-03 02:00 | 6 | 2 | 7.8 | 8.13 | 8.38 | 8.57 | 8.74 | 8.94 | 280 | 0.123 | 0.104 | 1
2025-06-03 03:00 | 6 | 3 | 6.82 | 7.14 | 7.38 | 7.57 | 7.73 | 7.92 | 266 | 0.112 | 0.113 | 1
2025-06-03 04:00 | 6 | 4 | 8.06 | 8.47 | 8.77 | 9.02 | 9.22 | 9.48 | 269 | 0.097 | 0.123 | 1
2025-06-03 05:00 | 6 | 5 | 8.55 | 8.94 | 9.23 | 9.46 | 9.66 | 9.9 | 275 | 0.067 | 0.111 | 1
2025-06-03 06:00 | 6 | 6 | 7.16 | 7.47 | 7.7 | 7.89 | 8.04 | 8.23 | 270 | 0.109 | 0.105 | 1
2025-06-03 07:00 | 6 | 7 | 7.76 | 8.1 | 8.35 | 8.55 | 8.72 | 8.92 | 260 | 0.095 | 0.105 | 1
2025-06-03 08:00 | 6 | 8 | 8.29 | 8.64 | 8.9 | 9.11 | 9.29 | 9.5 | 247 | 0.124 | 0.104 | 1
2025-06-03 09:00 | 6 | 9 | 8.62 | 8.87 | 9.05 | 9.2 | 9.32 | 9.47 | 246 | 0.104 | 0.071 | 1
2025-06-03 10:00 | 6 | 10 | 9.06 | 9.3 | 9.47 | 9.61 | 9.72 | 9.86 | 251 | 0.102 | 0.064 | 1
2025-06-03 11:00 | 6 | 11 | 10.48 | 10.78 | 11 | 11.17 | 11.31 | 11.49 | 255 | 0.084 | 0.07 | 1
2025-06-03 12:00 | 6 | 12 | 10.2 | 10.51 | 10.74 | 10.92 | 11.07 | 11.25 | 266 | 0.103 | 0.074 | 1
2025-06-03 13:00 | 6 | 13 | 9.11 | 9.39 | 9.59 | 9.75 | 9.88 | 10.04 | 256 | 0.104 | 0.074 | 1
2025-06-03 14:00 | 6 | 14 | 8.25 | 8.47 | 8.63 | 8.75 | 8.85 | 8.98 | 250 | 0.07 | 0.063 | 1
2025-06-03 15:00 | 6 | 15 | 9 | 9.27 | 9.47 | 9.63 | 9.76 | 9.92 | 260 | 0.097 | 0.074 | 1
2025-06-03 16:00 | 6 | 16 | 10.91 | 11.31 | 11.61 | 11.84 | 12.04 | 12.28 | 265 | 0.086 | 0.09 | 1
2025-06-03 17:00 | 6 | 17 | 11.46 | 11.91 | 12.24 | 12.51 | 12.73 | 13 | 277 | 0.076 | 0.096 | 1
2025-06-03 18:00 | 6 | 18 | 12.39 | 12.83 | 13.15 | 13.4 | 13.61 | 13.87 | 273 | 0.067 | 0.085 | 1
2025-06-03 19:00 | 6 | 19 | 14.03 | 14.62 | 15.05 | 15.4 | 15.69 | 16.05 | 287 | 0.098 | 0.102 | 1
2025-06-03 20:00 | 6 | 20 | 12.92 | 13.43 | 13.81 | 14.11 | 14.36 | 14.67 | 281 | 0.094 | 0.096 | 1
2025-06-03 21:00 | 6 | 21 | 12.74 | 13.22 | 13.58 | 13.86 | 14.1 | 14.39 | 270 | 0.095 | 0.093 | 1
2025-06-03 22:00 | 6 | 22 | 11.95 | 12.49 | 12.88 | 13.2 | 13.46 | 13.79 | 272 | 0.09 | 0.109 | 1
2025-06-03 23:00 | 6 | 23 | 10.67 | 11.14 | 11.49 | 11.77 | 12 | 12.29 | 281 | 0.108 | 0.107 | 1
2025-06-04 00:00 | 6 | 0 | 10.92 | 11.38 | 11.72 | 12 | 12.22 | 12.51 | 281 | 0.068 | 0.103 | 1
2025-06-04 01:00 | 6 | 1 | 9.69 | 10.08 | 10.37 | 10.59 | 10.78 | 11.02 | 279 | 0.112 | 0.097 | 1
2025-06-04 02:00 | 6 | 2 | 10.22 | 10.6 | 10.87 | 11.09 | 11.26 | 11.49 | 277 | 0.106 | 0.088 | 0
2025-06-04 03:00 | 6 | 3 | 9.02 | 9.35 | 9.6 | 9.79 | 9.96 | 10.16 | 265 | 0.085 | 0.09 | 1
2025-06-04 04:00 | 6 | 4 | 9.69 | 10.06 | 10.32 | 10.53 | 10.71 | 10.93 | 263 | 0.087 | 0.091 | 0
2025-06-04 05:00 | 6 | 5 | 10.69 | 11.12 | 11.43 | 11.68 | 11.89 | 12.15 | 255 | 0.123 | 0.097 | 1
2025-06-04 06:00 | 6 | 6 | 11.38 | 11.9 | 12.29 | 12.6 | 12.85 | 13.18 | 245 | 0.097 | 0.111 | 1
2025-06-04 07:00 | 6 | 7 | 10.37 | 10.81 | 11.13 | 11.39 | 11.6 | 11.87 | 236 | 0.102 | 0.102 | 0
2025-06-04 08:00 | 6 | 8 | 11.91 | 12.4 | 12.75 | 13.03 | 13.27 | 13.56 | 231 | 0.085 | 0.098 | 1
2025-06-04 09:00 | 6 | 9 | 13.26 | 13.77 | 14.13 | 14.43 | 14.67 | 14.97 | 231 | 0.079 | 0.092 | 1
2025-06-04 10:00 | 6 | 10 | 11.16 | 11.69 | 12.08 | 12.4 | 12.66 | 12.98 | 221 | 0.099 | 0.115 | 1
2025-06-04 11:00 | 6 | 11 | 9.67 | 10.12 | 10.46 | 10.72 | 10.95 | 11.23 | 215 | 0.12 | 0.113 | 1
2025-06-04 12:00 | 6 | 12 | 9.69 | 10.11 | 10.42 | 10.67 | 10.88 | 11.14 | 216 | 0.106 | 0.105 | 1
2025-06-04 13:00 | 6 | 13 | 9.06 | 9.43 | 9.7 | 9.92 | 10.09 | 10.32 | 218 | 0.078 | 0.098 | 1
2025-06-04 14:00 | 6 | 14 | 7.89 | 8.21 | 8.45 | 8.64 | 8.8 | 8.99 | 220 | 0.124 | 0.099 | 1
2025-06-04 15:00 | 6 | 15 | 8.06 | 8.41 | 8.67 | 8.88 | 9.05 | 9.26 | 227 | 0.108 | 0.105 | 1
2025-06-04 16:00 | 6 | 16 | 10.51 | 10.99 | 11.34 | 11.61 | 11.85 | 12.14 | 240 | 0.109 | 0.109 | 1
2025-06-04 17:00 | 6 | 17 | 8.68 | 9.05 | 9.32 | 9.54 | 9.72 | 9.95 | 244 | 0.08 | 0.103 | 1
2025-06-04 18:00 | 6 | 18 | 7.8 | 8.1 | 8.32 | 8.5 | 8.65 | 8.83 | 249 | 0.096 | 0.094 | 1
2025-06-04 19:00 | 6 | 19 | 6.4 | 6.68 | 6.89 | 7.05 | 7.19 | 7.36 | 259 | 0.121 | 0.105 | 1
2025-06-04 20:00 | 6 | 20 | 4.87 | 5.1 | 5.27 | 5.41 | 5.53 | 5.67 | 251 | 0.131 | 0.115 | 1
2025-06-04 21:00 | 6 | 21 | 5.45 | 5.68 | 5.84 | 5.97 | 6.08 | 6.22 | 254 | 0.111 | 0.1 | 1
2025-06-04 22:00 | 6 | 22 | 3.3 | 3.46 | 3.57 | 3.67 | 3.74 | 3.84 | 257 | 0.148 | 0.115 | 1
2025-06-04 23:00 | 6 | 23 | 3.08 | 3.24 | 3.36 | 3.46 | 3.54 | 3.64 | 257 | 0.144 | 0.126 | 1
2025-06-05 00:00 | 6 | 0 | 4.63 | 4.89 | 5.08 | 5.23 | 5.36 | 5.52 | 246 | 0.15 | 0.132 | 1
2025-06-05 01:00 | 6 | 1 | 5.8 | 6.14 | 6.4 | 6.6 | 6.78 | 6.99 | 243 | 0.141 | 0.142 | 1
2025-06-05 02:00 | 6 | 2 | 6.31 | 6.72 | 7.03 | 7.27 | 7.48 | 7.74 | 247 | 0.119 | 0.154 | 1
2025-06-05 03:00 | 6 | 3 | 8.48 | 9.03 | 9.44 | 9.78 | 10.06 | 10.41 | 258 | 0.122 | 0.155 | 1
2025-06-05 04:00 | 6 | 4 | 8.82 | 9.41 | 9.84 | 10.19 | 10.49 | 10.87 | 267 | 0.099 | 0.157 | 1
2025-06-05 05:00 | 6 | 5 | 9.27 | 9.88 | 10.33 | 10.7 | 11.01 | 11.4 | 260 | 0.137 | 0.156 | 1
2025-06-05 06:00 | 6 | 6 | 7.88 | 8.42 | 8.82 | 9.15 | 9.42 | 9.77 | 261 | 0.08 | 0.163 | 1
2025-06-05 07:00 | 6 | 7 | 8.58 | 9.08 | 9.44 | 9.74 | 9.98 | 10.29 | 262 | 0.118 | 0.137 | 1
2025-06-05 08:00 | 6 | 8 | 9.52 | 10 | 10.36 | 10.65 | 10.89 | 11.19 | 249 | 0.105 | 0.122 | 1
2025-06-05 09:00 | 6 | 9 | 11.9 | 12.41 | 12.79 | 13.1 | 13.35 | 13.66 | 247 | 0.095 | 0.105 | 0
2025-06-05 10:00 | 6 | 10 | 9.11 | 9.46 | 9.72 | 9.92 | 10.09 | 10.3 | 238 | 0.089 | 0.093 | 1
2025-06-05 11:00 | 6 | 11 | 9.73 | 10.11 | 10.38 | 10.6 | 10.79 | 11.02 | 239 | 0.14 | 0.094 | 1
2025-06-05 12:00 | 6 | 12 | 10.16 | 10.52 | 10.78 | 10.98 | 11.15 | 11.37 | 236 | 0.097 | 0.084 | 1
2025-06-05 13:00 | 6 | 13 | 9.03 | 9.41 | 9.7 | 9.92 | 10.11 | 10.35 | 245 | 0.074 | 0.103 | 1
2025-06-05 14:00 | 6 | 14 | 9.55 | 9.91 | 10.17 | 10.38 | 10.56 | 10.77 | 236 | 0.103 | 0.091 | 1
2025-06-05 15:00 | 6 | 15 | 10.11 | 10.45 | 10.69 | 10.88 | 11.04 | 11.24 | 230 | 0.075 | 0.08 | 1
2025-06-05 16:00 | 6 | 16 | 10.58 | 10.91 | 11.15 | 11.34 | 11.5 | 11.7 | 250 | 0.101 | 0.076 | 1
2025-06-05 17:00 | 6 | 17 | 9.7 | 10.03 | 10.27 | 10.46 | 10.61 | 10.81 | 240 | 0.108 | 0.081 | 1
2025-06-05 18:00 | 6 | 18 | 10.26 | 10.59 | 10.83 | 11.02 | 11.18 | 11.38 | 238 | 0.085 | 0.078 | 1
2025-06-05 19:00 | 6 | 19 | 8.93 | 9.28 | 9.53 | 9.74 | 9.9 | 10.11 | 246 | 0.12 | 0.094 | 1
2025-06-05 20:00 | 6 | 20 | 9.47 | 9.91 | 10.23 | 10.49 | 10.71 | 10.98 | 251 | 0.109 | 0.112 | 1
2025-06-05 21:00 | 6 | 21 | 9.83 | 10.36 | 10.76 | 11.07 | 11.34 | 11.67 | 252 | 0.11 | 0.13 | 1
2025-06-05 22:00 | 6 | 22 | 9.45 | 9.99 | 10.4 | 10.73 | 11.01 | 11.35 | 252 | 0.12 | 0.139 | 1
2025-06-05 23:00 | 6 | 23 | 9.62 | 10.17 | 10.58 | 10.91 | 11.19 | 11.54 | 252 | 0.121 | 0.137 | 1
2025-06-06 00:00 | 6 | 0 | 9.13 | 9.62 | 9.98 | 10.28 | 10.52 | 10.83 | 246 | 0.098 | 0.129 | 1
2025-06-06 01:00 | 6 | 1 | 9.09 | 9.63 | 10.02 | 10.34 | 10.61 | 10.95 | 250 | 0.086 | 0.14 | 1
2025-06-06 02:00 | 6 | 2 | 9.88 | 10.48 | 10.92 | 11.28 | 11.58 | 11.96 | 253 | 0.113 | 0.145 | 1
2025-06-06 03:00 | 6 | 3 | 11.15 | 11.76 | 12.2 | 12.56 | 12.86 | 13.24 | 248 | 0.111 | 0.13 | 1
2025-06-06 04:00 | 6 | 4 | 11.34 | 11.94 | 12.39 | 12.75 | 13.04 | 13.42 | 264 | 0.089 | 0.127 | 1
2025-06-06 05:00 | 6 | 5 | 10.28 | 10.8 | 11.19 | 11.5 | 11.75 | 12.08 | 271 | 0.104 | 0.122 | 1
2025-06-06 06:00 | 6 | 6 | 10.18 | 10.74 | 11.16 | 11.5 | 11.78 | 12.13 | 268 | 0.084 | 0.133 | 1
2025-06-06 07:00 | 6 | 7 | 9.82 | 10.36 | 10.76 | 11.09 | 11.36 | 11.7 | 264 | 0.101 | 0.132 | 1
2025-06-06 08:00 | 6 | 8 | 9.1 | 9.63 | 10.02 | 10.34 | 10.6 | 10.94 | 259 | 0.086 | 0.14 | 1
2025-06-06 09:00 | 6 | 9 | 8.66 | 9.06 | 9.37 | 9.61 | 9.81 | 10.06 | 249 | 0.107 | 0.114 | 1
2025-06-06 10:00 | 6 | 10 | 9.96 | 10.45 | 10.82 | 11.11 | 11.35 | 11.66 | 247 | 0.106 | 0.119 | 1
2025-06-06 11:00 | 6 | 11 | 8.88 | 9.27 | 9.56 | 9.79 | 9.98 | 10.22 | 243 | 0.074 | 0.107 | 1
2025-06-06 12:00 | 6 | 12 | 7.98 | 8.32 | 8.56 | 8.76 | 8.92 | 9.13 | 240 | 0.108 | 0.102 | 1
2025-06-06 13:00 | 6 | 13 | 7.89 | 8.24 | 8.51 | 8.71 | 8.89 | 9.11 | 239 | 0.098 | 0.109 | 1
2025-06-06 14:00 | 6 | 14 | 7.96 | 8.31 | 8.57 | 8.78 | 8.95 | 9.17 | 252 | 0.123 | 0.107 | 1
2025-06-06 15:00 | 6 | 15 | 7.76 | 8.11 | 8.37 | 8.58 | 8.75 | 8.97 | 245 | 0.125 | 0.109 | 1
2025-06-06 16:00 | 6 | 16 | 7.31 | 7.65 | 7.91 | 8.11 | 8.28 | 8.49 | 255 | 0.092 | 0.113 | 1
2025-06-06 17:00 | 6 | 17 | 8.61 | 9.06 | 9.4 | 9.67 | 9.9 | 10.18 | 265 | 0.096 | 0.127 | 1
2025-06-06 18:00 | 6 | 18 | 7.38 | 7.78 | 8.07 | 8.31 | 8.51 | 8.76 | 269 | 0.112 | 0.129 | 1
2025-06-06 19:00 | 6 | 19 | 7.31 | 7.68 | 7.96 | 8.18 | 8.37 | 8.6 | 270 | 0.114 | 0.123 | 1
2025-06-06 20:00 | 6 | 20 | 7.12 | 7.47 | 7.74 | 7.95 | 8.12 | 8.34 | 268 | 0.122 | 0.12 | 1
2025-06-06 21:00 | 6 | 21 | 8.01 | 8.38 | 8.65 | 8.87 | 9.05 | 9.28 | 275 | 0.104 | 0.111 | 1
2025-06-06 22:00 | 6 | 22 | 8 | 8.42 | 8.72 | 8.97 | 9.17 | 9.43 | 275 | 0.139 | 0.124 | 1
2025-06-06 23:00 | 6 | 23 | 8.69 | 9.13 | 9.45 | 9.71 | 9.93 | 10.2 | 293 | 0.097 | 0.121 | 1
2025-06-07 00:00 | 6 | 0 | 8.46 | 8.91 | 9.24 | 9.5 | 9.73 | 10.01 | 283 | 0.124 | 0.127 | 1
2025-06-07 01:00 | 6 | 1 | 7.45 | 7.79 | 8.05 | 8.25 | 8.42 | 8.64 | 298 | 0.083 | 0.112 | 1
2025-06-07 02:00 | 6 | 2 | 8.06 | 8.45 | 8.74 | 8.96 | 9.16 | 9.39 | 294 | 0.1 | 0.116 | 1
2025-06-07 03:00 | 6 | 3 | 8.76 | 9.14 | 9.43 | 9.65 | 9.84 | 10.07 | 288 | 0.092 | 0.105 | 1
2025-06-07 04:00 | 6 | 4 | 8.98 | 9.3 | 9.53 | 9.72 | 9.87 | 10.06 | 285 | 0.095 | 0.086 | 1
2025-06-07 05:00 | 6 | 5 | 8.37 | 8.75 | 9.02 | 9.24 | 9.43 | 9.66 | 289 | 0.088 | 0.108 | 1
2025-06-07 06:00 | 6 | 6 | 10.14 | 10.6 | 10.94 | 11.21 | 11.44 | 11.72 | 273 | 0.097 | 0.109 | 1
2025-06-07 07:00 | 6 | 7 | 9.29 | 9.76 | 10.11 | 10.39 | 10.62 | 10.92 | 259 | 0.106 | 0.123 | 1
2025-06-07 08:00 | 6 | 8 | 11.93 | 12.51 | 12.93 | 13.27 | 13.56 | 13.92 | 255 | 0.077 | 0.116 | 1
2025-06-07 09:00 | 6 | 9 | 9.09 | 9.52 | 9.84 | 10.09 | 10.3 | 10.56 | 261 | 0.098 | 0.113 | 1
2025-06-07 10:00 | 6 | 10 | 9.86 | 10.28 | 10.59 | 10.84 | 11.04 | 11.3 | 249 | 0.093 | 0.103 | 1
2025-06-07 11:00 | 6 | 11 | 9.25 | 9.61 | 9.88 | 10.09 | 10.26 | 10.48 | 253 | 0.113 | 0.095 | 1
2025-06-07 12:00 | 6 | 12 | 11.43 | 11.87 | 12.2 | 12.45 | 12.67 | 12.93 | 237 | 0.11 | 0.094 | 1
2025-06-07 13:00 | 6 | 13 | 8.85 | 9.19 | 9.45 | 9.65 | 9.82 | 10.02 | 241 | 0.086 | 0.094 | 1
2025-06-07 14:00 | 6 | 14 | 9.6 | 10.03 | 10.35 | 10.6 | 10.81 | 11.08 | 244 | 0.103 | 0.108 | 1
2025-06-07 15:00 | 6 | 15 | 10.65 | 11.13 | 11.48 | 11.76 | 12 | 12.29 | 247 | 0.093 | 0.108 | 1
2025-06-07 16:00 | 6 | 16 | 9.85 | 10.36 | 10.73 | 11.03 | 11.29 | 11.6 | 236 | 0.116 | 0.124 | 1
2025-06-07 17:00 | 6 | 17 | 9.32 | 9.82 | 10.2 | 10.5 | 10.75 | 11.07 | 242 | 0.09 | 0.13 | 1
2025-06-07 18:00 | 6 | 18 | 8.14 | 8.54 | 8.83 | 9.07 | 9.26 | 9.51 | 259 | 0.125 | 0.117 | 1
2025-06-07 19:00 | 6 | 19 | 8.08 | 8.44 | 8.7 | 8.91 | 9.08 | 9.3 | 262 | 0.117 | 0.107 | 1
2025-06-07 20:00 | 6 | 20 | 6.78 | 7.11 | 7.35 | 7.55 | 7.71 | 7.92 | 265 | 0.109 | 0.118 | 1
2025-06-07 21:00 | 6 | 21 | 5.99 | 6.34 | 6.59 | 6.8 | 6.97 | 7.19 | 261 | 0.1 | 0.138 | 1
2025-06-07 22:00 | 6 | 22 | 5.91 | 6.22 | 6.45 | 6.63 | 6.79 | 6.98 | 259 | 0.101 | 0.127 | 1
2025-06-07 23:00 | 6 | 23 | 6.35 | 6.7 | 6.96 | 7.17 | 7.35 | 7.57 | 268 | 0.121 | 0.133 | 1
2025-06-08 00:00 | 6 | 0 | 5.7 | 6.01 | 6.24 | 6.42 | 6.57 | 6.77 | 264 | 0.123 | 0.13 | 1
2025-06-08 01:00 | 6 | 1 | 6.03 | 6.38 | 6.65 | 6.86 | 7.03 | 7.25 | 260 | 0.114 | 0.14 | 1
2025-06-08 02:00 | 6 | 2 | 6.06 | 6.42 | 6.68 | 6.89 | 7.07 | 7.3 | 269 | 0.103 | 0.141 | 1
2025-06-08 03:00 | 6 | 3 | 5.41 | 5.67 | 5.87 | 6.03 | 6.16 | 6.32 | 265 | 0.122 | 0.119 | 0
2025-06-08 04:00 | 6 | 4 | 4.6 | 4.81 | 4.96 | 5.09 | 5.19 | 5.32 | 273 | 0.117 | 0.111 | 1
2025-06-08 05:00 | 6 | 5 | 5.38 | 5.62 | 5.79 | 5.93 | 6.05 | 6.2 | 258 | 0.12 | 0.107 | 1
2025-06-08 06:00 | 6 | 6 | 5.87 | 6.13 | 6.33 | 6.48 | 6.61 | 6.77 | 252 | 0.136 | 0.108 | 1
2025-06-08 07:00 | 6 | 7 | 3.66 | 3.81 | 3.93 | 4.02 | 4.1 | 4.19 | 258 | 0.144 | 0.103 | 1
2025-06-08 08:00 | 6 | 8 | 3.96 | 4.13 | 4.25 | 4.35 | 4.43 | 4.53 | 272 | 0.123 | 0.103 | 1
2025-06-08 09:00 | 6 | 9 | 5.14 | 5.34 | 5.49 | 5.61 | 5.71 | 5.83 | 275 | 0.139 | 0.095 | 1
2025-06-08 10:00 | 6 | 10 | 5.5 | 5.66 | 5.78 | 5.87 | 5.95 | 6.05 | 260 | 0.12 | 0.071 | 1
2025-06-08 11:00 | 6 | 11 | 6.17 | 6.39 | 6.56 | 6.69 | 6.8 | 6.94 | 258 | 0.123 | 0.089 | 1
2025-06-08 12:00 | 6 | 12 | 6.45 | 6.65 | 6.8 | 6.91 | 7.01 | 7.13 | 264 | 0.117 | 0.076 | 1
2025-06-08 13:00 | 6 | 13 | 7.25 | 7.38 | 7.47 | 7.54 | 7.6 | 7.68 | 267 | 0.111 | 0.043 | 1
2025-06-08 14:00 | 6 | 14 | 6.13 | 6.27 | 6.37 | 6.45 | 6.52 | 6.6 | 274 | 0.09 | 0.055 | 1
2025-06-08 15:00 | 6 | 15 | 6.04 | 6.19 | 6.31 | 6.39 | 6.47 | 6.56 | 267 | 0.121 | 0.062 | 1
2025-06-08 16:00 | 6 | 16 | 5.19 | 5.31 | 5.4 | 5.47 | 5.53 | 5.6 | 263 | 0.097 | 0.058 | 1
2025-06-08 17:00 | 6 | 17 | 4.01 | 4.12 | 4.2 | 4.26 | 4.31 | 4.37 | 275 | 0.127 | 0.064 | 1
2025-06-08 18:00 | 6 | 18 | 4.38 | 4.48 | 4.55 | 4.61 | 4.65 | 4.71 | 274 | 0.098 | 0.054 | 1
2025-06-08 19:00 | 6 | 19 | 3.96 | 4.05 | 4.11 | 4.16 | 4.21 | 4.26 | 275 | 0.147 | 0.056 | 0
2025-06-08 20:00 | 6 | 20 | 2.26 | 2.33 | 2.37 | 2.41 | 2.44 | 2.48 | 269 | 0.193 | 0.068 | 1
2025-06-08 21:00 | 6 | 21 | 2.51 | 2.59 | 2.65 | 2.7 | 2.74 | 2.78 | 262 | 0.185 | 0.08 | 1
2025-06-08 22:00 | 6 | 22 | 4.14 | 4.3 | 4.42 | 4.52 | 4.6 | 4.7 | 258 | 0.143 | 0.096 | 1
2025-06-08 23:00 | 6 | 23 | 4.05 | 4.21 | 4.33 | 4.43 | 4.51 | 4.6 | 258 | 0.103 | 0.096 | 1
2025-06-09 00:00 | 6 | 0 | 4.36 | 4.58 | 4.74 | 4.87 | 4.98 | 5.12 | 259 | 0.127 | 0.122 | 1
2025-06-09 01:00 | 6 | 1 | 3.76 | 3.96 | 4.11 | 4.22 | 4.32 | 4.45 | 263 | 0.137 | 0.127 | 1
2025-06-09 02:00 | 6 | 2 | 3.5 | 3.7 | 3.86 | 3.98 | 4.08 | 4.21 | 243 | 0.157 | 0.14 | 1
2025-06-09 03:00 | 6 | 3 | 3.83 | 4.02 | 4.16 | 4.28 | 4.37 | 4.49 | 241 | 0.137 | 0.12 | 1
2025-06-09 04:00 | 6 | 4 | 3.42 | 3.58 | 3.69 | 3.78 | 3.86 | 3.95 | 241 | 0.163 | 0.108 | 1
2025-06-09 05:00 | 6 | 5 | 3.9 | 4.09 | 4.23 | 4.35 | 4.44 | 4.56 | 239 | 0.12 | 0.119 | 1
2025-06-09 06:00 | 6 | 6 | 3.99 | 4.21 | 4.37 | 4.5 | 4.61 | 4.75 | 248 | 0.131 | 0.132 | 1
2025-06-09 07:00 | 6 | 7 | 5.04 | 5.33 | 5.55 | 5.72 | 5.86 | 6.05 | 248 | 0.124 | 0.137 | 1
2025-06-09 08:00 | 6 | 8 | 5.5 | 5.8 | 6.03 | 6.21 | 6.36 | 6.55 | 253 | 0.14 | 0.132 | 1
2025-06-09 09:00 | 6 | 9 | 5.66 | 5.92 | 6.11 | 6.26 | 6.39 | 6.55 | 254 | 0.109 | 0.11 | 1
2025-06-09 10:00 | 6 | 10 | 5.47 | 5.7 | 5.86 | 5.99 | 6.1 | 6.23 | 237 | 0.126 | 0.099 | 1
2025-06-09 11:00 | 6 | 11 | 7.28 | 7.56 | 7.76 | 7.92 | 8.05 | 8.21 | 233 | 0.075 | 0.091 | 1
2025-06-09 12:00 | 6 | 12 | 8.36 | 8.66 | 8.88 | 9.05 | 9.19 | 9.37 | 239 | 0.09 | 0.086 | 1
2025-06-09 13:00 | 6 | 13 | 8.79 | 9.1 | 9.32 | 9.5 | 9.65 | 9.83 | 232 | 0.081 | 0.085 | 1
2025-06-09 14:00 | 6 | 14 | 7.4 | 7.64 | 7.81 | 7.95 | 8.06 | 8.2 | 244 | 0.124 | 0.077 | 1
2025-06-09 15:00 | 6 | 15 | 6.85 | 7.06 | 7.21 | 7.33 | 7.43 | 7.55 | 249 | 0.098 | 0.073 | 1
2025-06-09 16:00 | 6 | 16 | 7.15 | 7.42 | 7.61 | 7.76 | 7.89 | 8.05 | 253 | 0.09 | 0.089 | 1
2025-06-09 17:00 | 6 | 17 | 8.13 | 8.42 | 8.64 | 8.81 | 8.96 | 9.13 | 254 | 0.106 | 0.089 | 1
2025-06-09 18:00 | 6 | 18 | 7.57 | 7.85 | 8.05 | 8.21 | 8.34 | 8.51 | 255 | 0.128 | 0.089 | 1
2025-06-09 19:00 | 6 | 19 | 6.92 | 7.16 | 7.34 | 7.48 | 7.59 | 7.73 | 266 | 0.111 | 0.084 | 1
2025-06-09 20:00 | 6 | 20 | 6.82 | 7.07 | 7.25 | 7.4 | 7.52 | 7.68 | 275 | 0.127 | 0.09 | 1
2025-06-09 21:00 | 6 | 21 | 7.11 | 7.4 | 7.61 | 7.78 | 7.92 | 8.09 | 265 | 0.106 | 0.098 | 1
2025-06-09 22:00 | 6 | 22 | 7.23 | 7.53 | 7.75 | 7.93 | 8.07 | 8.26 | 266 | 0.133 | 0.1 | 1
2025-06-09 23:00 | 6 | 23 | 7.74 | 8.11 | 8.38 | 8.59 | 8.78 | 9 | 282 | 0.111 | 0.114 | 1
2025-06-10 00:00 | 6 | 0 | 7.23 | 7.47 | 7.65 | 7.79 | 7.91 | 8.06 | 279 | 0.106 | 0.082 | 1
2025-06-10 01:00 | 6 | 1 | 8.78 | 9.09 | 9.33 | 9.51 | 9.67 | 9.86 | 255 | 0.099 | 0.088 | 1
2025-06-10 02:00 | 6 | 2 | 8.09 | 8.42 | 8.66 | 8.85 | 9.01 | 9.21 | 259 | 0.12 | 0.098 | 1
2025-06-10 03:00 | 6 | 3 | 8.47 | 8.85 | 9.14 | 9.37 | 9.56 | 9.8 | 268 | 0.097 | 0.111 | 1
2025-06-10 04:00 | 6 | 4 | 8.13 | 8.51 | 8.8 | 9.02 | 9.21 | 9.45 | 257 | 0.106 | 0.114 | 1
2025-06-10 05:00 | 6 | 5 | 8.66 | 9.04 | 9.33 | 9.55 | 9.74 | 9.98 | 266 | 0.124 | 0.107 | 1
2025-06-10 06:00 | 6 | 6 | 8.94 | 9.24 | 9.47 | 9.64 | 9.79 | 9.97 | 259 | 0.1 | 0.082 | 1
2025-06-10 07:00 | 6 | 7 | 8.35 | 8.65 | 8.87 | 9.05 | 9.2 | 9.38 | 252 | 0.104 | 0.088 | 1
2025-06-10 08:00 | 6 | 8 | 7.52 | 7.76 | 7.94 | 8.08 | 8.2 | 8.35 | 241 | 0.094 | 0.079 | 1
2025-06-10 09:00 | 6 | 9 | 6.33 | 6.46 | 6.55 | 6.63 | 6.69 | 6.76 | 229 | 0.109 | 0.051 | 1
2025-06-10 10:00 | 6 | 10 | 5.03 | 5.11 | 5.17 | 5.22 | 5.26 | 5.3 | 229 | 0.131 | 0.04 | 1
2025-06-10 11:00 | 6 | 11 | 4.33 | 4.41 | 4.47 | 4.52 | 4.56 | 4.61 | 230 | 0.11 | 0.047 | 1
2025-06-10 12:00 | 6 | 12 | 3.31 | 3.39 | 3.45 | 3.5 | 3.54 | 3.59 | 229 | 0.146 | 0.061 | 1
2025-06-10 13:00 | 6 | 13 | 3.22 | 3.31 | 3.38 | 3.43 | 3.47 | 3.52 | 218 | 0.147 | 0.067 | 1
2025-06-10 14:00 | 6 | 14 | 3.21 | 3.31 | 3.37 | 3.43 | 3.47 | 3.53 | 227 | 0.152 | 0.07 | 1
2025-06-10 15:00 | 6 | 15 | 3.34 | 3.49 | 3.59 | 3.67 | 3.74 | 3.83 | 244 | 0.143 | 0.102 | 1
2025-06-10 16:00 | 6 | 16 | 3.24 | 3.36 | 3.44 | 3.51 | 3.56 | 3.63 | 231 | 0.163 | 0.086 | 1
2025-06-10 17:00 | 6 | 17 | 2.67 | 2.75 | 2.81 | 2.85 | 2.89 | 2.94 | 231 | 0.148 | 0.074 | 1
2025-06-10 18:00 | 6 | 18 | 3.39 | 3.5 | 3.59 | 3.65 | 3.7 | 3.77 | 233 | 0.129 | 0.08 | 1
2025-06-10 19:00 | 6 | 19 | 3.23 | 3.37 | 3.47 | 3.55 | 3.62 | 3.71 | 240 | 0.137 | 0.105 | 1
2025-06-10 20:00 | 6 | 20 | 3.58 | 3.73 | 3.85 | 3.93 | 4.01 | 4.1 | 241 | 0.142 | 0.103 | 1
2025-06-10 21:00 | 6 | 21 | 3.36 | 3.53 | 3.66 | 3.76 | 3.85 | 3.95 | 233 | 0.135 | 0.123 | 1
2025-06-10 22:00 | 6 | 22 | 2.81 | 2.98 | 3.1 | 3.2 | 3.28 | 3.38 | 257 | 0.139 | 0.139 | 1
2025-06-10 23:00 | 6 | 23 | 4.1 | 4.3 | 4.45 | 4.57 | 4.67 | 4.79 | 262 | 0.113 | 0.119 | 1
2025-06-11 00:00 | 6 | 0 | 4.94 | 5.18 | 5.36 | 5.5 | 5.62 | 5.77 | 274 | 0.114 | 0.116 | 1
2025-06-11 01:00 | 6 | 1 | 5.92 | 6.18 | 6.37 | 6.52 | 6.65 | 6.81 | 269 | 0.103 | 0.106 | 1
2025-06-11 02:00 | 6 | 2 | 6.34 | 6.61 | 6.81 | 6.96 | 7.09 | 7.26 | 279 | 0.099 | 0.102 | 1
2025-06-11 03:00 | 6 | 3 | 6.57 | 6.86 | 7.08 | 7.26 | 7.4 | 7.58 | 288 | 0.079 | 0.108 | 0
2025-06-11 04:00 | 6 | 4 | 6.7 | 6.98 | 7.19 | 7.36 | 7.5 | 7.68 | 285 | 0.099 | 0.103 | 1
2025-06-11 05:00 | 6 | 5 | 6.93 | 7.21 | 7.41 | 7.57 | 7.7 | 7.86 | 284 | 0.096 | 0.095 | 1
2025-06-11 06:00 | 6 | 6 | 8.03 | 8.37 | 8.62 | 8.82 | 8.99 | 9.2 | 276 | 0.07 | 0.103 | 1
2025-06-11 07:00 | 6 | 7 | 6.96 | 7.26 | 7.47 | 7.65 | 7.79 | 7.97 | 263 | 0.114 | 0.103 | 1
2025-06-11 08:00 | 6 | 8 | 8.13 | 8.48 | 8.74 | 8.94 | 9.11 | 9.33 | 251 | 0.107 | 0.105 | 1
2025-06-11 09:00 | 6 | 9 | 10.38 | 10.81 | 11.13 | 11.38 | 11.59 | 11.86 | 257 | 0.129 | 0.101 | 1
2025-06-11 10:00 | 6 | 10 | 9.8 | 10.24 | 10.57 | 10.83 | 11.05 | 11.32 | 259 | 0.073 | 0.109 | 1
2025-06-11 11:00 | 6 | 11 | 9.66 | 10.05 | 10.32 | 10.55 | 10.73 | 10.96 | 249 | 0.09 | 0.095 | 1
2025-06-11 12:00 | 6 | 12 | 9.55 | 9.88 | 10.11 | 10.3 | 10.46 | 10.65 | 248 | 0.108 | 0.082 | 1
2025-06-11 13:00 | 6 | 13 | 11.16 | 11.46 | 11.68 | 11.86 | 12 | 12.18 | 252 | 0.075 | 0.067 | 1
2025-06-11 14:00 | 6 | 14 | 8.51 | 8.79 | 8.99 | 9.15 | 9.28 | 9.45 | 251 | 0.077 | 0.079 | 1
2025-06-11 15:00 | 6 | 15 | 8.34 | 8.66 | 8.88 | 9.06 | 9.21 | 9.4 | 248 | 0.116 | 0.09 | 1
2025-06-11 16:00 | 6 | 16 | 9.73 | 10.12 | 10.42 | 10.65 | 10.84 | 11.08 | 261 | 0.104 | 0.099 | 1
2025-06-11 17:00 | 6 | 17 | 9.83 | 10.23 | 10.52 | 10.76 | 10.95 | 11.19 | 248 | 0.097 | 0.098 | 1
2025-06-11 18:00 | 6 | 18 | 11.06 | 11.47 | 11.77 | 12 | 12.2 | 12.44 | 239 | 0.066 | 0.089 | 1
2025-06-11 19:00 | 6 | 19 | 10.49 | 10.88 | 11.16 | 11.39 | 11.58 | 11.82 | 232 | 0.087 | 0.09 | 1
2025-06-11 20:00 | 6 | 20 | 10.95 | 11.45 | 11.82 | 12.11 | 12.36 | 12.67 | 230 | 0.091 | 0.111 | 1
2025-06-11 21:00 | 6 | 21 | 13.3 | 13.85 | 14.26 | 14.58 | 14.85 | 15.19 | 220 | 0.091 | 0.101 | 1
2025-06-11 22:00 | 6 | 22 | 13.46 | 14.04 | 14.47 | 14.81 | 15.1 | 15.46 | 226 | 0.097 | 0.105 | 1
2025-06-11 23:00 | 6 | 23 | 13.81 | 14.5 | 15.01 | 15.42 | 15.76 | 16.19 | 234 | 0.081 | 0.12 | 1
2025-06-12 00:00 | 6 | 0 | 12.57 | 13.27 | 13.79 | 14.21 | 14.57 | 15.01 | 250 | 0.088 | 0.134 | 1
2025-06-12 01:00 | 6 | 1 | 11.35 | 11.92 | 12.34 | 12.67 | 12.95 | 13.31 | 246 | 0.098 | 0.12 | 1
2025-06-12 02:00 | 6 | 2 | 11.41 | 12.02 | 12.47 | 12.82 | 13.13 | 13.5 | 251 | 0.113 | 0.127 | 1
2025-06-12 03:00 | 6 | 3 | 10.81 | 11.33 | 11.71 | 12.02 | 12.28 | 12.6 | 248 | 0.109 | 0.116 | 1
2025-06-12 04:00 | 6 | 4 | 10.35 | 10.83 | 11.18 | 11.46 | 11.7 | 11.99 | 258 | 0.077 | 0.111 | 1
2025-06-12 05:00 | 6 | 5 | 9.28 | 9.71 | 10.03 | 10.28 | 10.5 | 10.76 | 262 | 0.084 | 0.112 | 1
2025-06-12 06:00 | 6 | 6 | 9.24 | 9.64 | 9.94 | 10.17 | 10.37 | 10.61 | 262 | 0.122 | 0.104 | 1
2025-06-12 07:00 | 6 | 7 | 9.35 | 9.78 | 10.1 | 10.36 | 10.57 | 10.83 | 265 | 0.061 | 0.111 | 1
2025-06-12 08:00 | 6 | 8 | 7.2 | 7.49 | 7.7 | 7.87 | 8.01 | 8.19 | 265 | 0.122 | 0.097 | 0
2025-06-12 09:00 | 6 | 9 | 7.64 | 7.88 | 8.05 | 8.18 | 8.29 | 8.43 | 260 | 0.117 | 0.074 | 1
2025-06-12 10:00 | 6 | 10 | 9.66 | 9.96 | 10.19 | 10.37 | 10.51 | 10.7 | 258 | 0.108 | 0.077 | 1
2025-06-12 11:00 | 6 | 11 | 9.21 | 9.48 | 9.68 | 9.83 | 9.96 | 10.12 | 262 | 0.131 | 0.071 | 1
2025-06-12 12:00 | 6 | 12 | 11.94 | 12.16 | 12.32 | 12.44 | 12.54 | 12.67 | 260 | 0.088 | 0.045 | 0
2025-06-12 13:00 | 6 | 13 | 10.99 | 11.24 | 11.42 | 11.56 | 11.67 | 11.82 | 240 | 0.116 | 0.055 | 1
2025-06-12 14:00 | 6 | 14 | 10.62 | 10.9 | 11.11 | 11.27 | 11.41 | 11.58 | 243 | 0.1 | 0.066 | 1
2025-06-12 15:00 | 6 | 15 | 10.16 | 10.43 | 10.63 | 10.78 | 10.91 | 11.07 | 247 | 0.131 | 0.066 | 0
2025-06-12 16:00 | 6 | 16 | 11.07 | 11.45 | 11.72 | 11.94 | 12.12 | 12.35 | 241 | 0.105 | 0.083 | 1
2025-06-12 17:00 | 6 | 17 | 11.52 | 11.93 | 12.22 | 12.46 | 12.65 | 12.89 | 240 | 0.135 | 0.085 | 1
2025-06-12 18:00 | 6 | 18 | 10.07 | 10.45 | 10.72 | 10.94 | 11.12 | 11.34 | 253 | 0.104 | 0.09 | 1
2025-06-12 19:00 | 6 | 19 | 11.8 | 12.32 | 12.7 | 13.01 | 13.26 | 13.58 | 267 | 0.093 | 0.106 | 1
2025-06-12 20:00 | 6 | 20 | 11.19 | 11.69 | 12.05 | 12.33 | 12.57 | 12.87 | 281 | 0.096 | 0.106 | 1
2025-06-12 21:00 | 6 | 21 | 11.52 | 12.08 | 12.5 | 12.83 | 13.11 | 13.46 | 280 | 0.098 | 0.118 | 1
2025-06-12 22:00 | 6 | 22 | 13.13 | 13.79 | 14.27 | 14.66 | 14.98 | 15.38 | 285 | 0.065 | 0.12 | 1
2025-06-12 23:00 | 6 | 23 | 12.65 | 13.3 | 13.78 | 14.16 | 14.48 | 14.89 | 273 | 0.095 | 0.123 | 0
2025-06-13 00:00 | 6 | 0 | 11.91 | 12.58 | 13.08 | 13.48 | 13.81 | 14.24 | 275 | 0.084 | 0.135 | 1
2025-06-13 01:00 | 6 | 1 | 12.9 | 13.6 | 14.12 | 14.54 | 14.89 | 15.32 | 280 | 0.065 | 0.13 | 1
2025-06-13 02:00 | 6 | 2 | 13.35 | 14.03 | 14.54 | 14.95 | 15.29 | 15.72 | 269 | 0.103 | 0.124 | 1
2025-06-13 03:00 | 6 | 3 | 12.98 | 13.64 | 14.13 | 14.52 | 14.85 | 15.26 | 271 | 0.083 | 0.123 | 1
2025-06-13 04:00 | 6 | 4 | 11.33 | 11.9 | 12.32 | 12.66 | 12.94 | 13.29 | 273 | 0.09 | 0.121 | 1
2025-06-13 05:00 | 6 | 5 | 11.43 | 11.92 | 12.28 | 12.57 | 12.8 | 13.1 | 274 | 0.095 | 0.104 | 1
2025-06-13 06:00 | 6 | 6 | 10.96 | 11.49 | 11.88 | 12.19 | 12.45 | 12.78 | 255 | 0.081 | 0.116 | 1
2025-06-13 07:00 | 6 | 7 | 10.02 | 10.52 | 10.89 | 11.18 | 11.42 | 11.73 | 262 | 0.119 | 0.119 | 1
2025-06-13 08:00 | 6 | 8 | 9.78 | 10.2 | 10.5 | 10.75 | 10.95 | 11.2 | 267 | 0.116 | 0.103 | 1
2025-06-13 09:00 | 6 | 9 | 9.29 | 9.63 | 9.87 | 10.06 | 10.22 | 10.42 | 271 | 0.097 | 0.087 | 1
2025-06-13 10:00 | 6 | 10 | 7.52 | 7.81 | 8.03 | 8.2 | 8.34 | 8.52 | 270 | 0.105 | 0.094 | 1
2025-06-13 11:00 | 6 | 11 | 7.03 | 7.28 | 7.45 | 7.59 | 7.71 | 7.85 | 264 | 0.125 | 0.083 | 1
2025-06-13 12:00 | 6 | 12 | 3.9 | 4.05 | 4.16 | 4.25 | 4.33 | 4.42 | 250 | 0.136 | 0.095 | 1
2025-06-13 13:00 | 6 | 13 | 3.53 | 3.67 | 3.77 | 3.85 | 3.91 | 3.99 | 242 | 0.158 | 0.092 | 1
2025-06-13 14:00 | 6 | 14 | 3.14 | 3.27 | 3.37 | 3.45 | 3.51 | 3.6 | 242 | 0.153 | 0.103 | 1
2025-06-13 15:00 | 6 | 15 | 3.91 | 4.06 | 4.17 | 4.25 | 4.33 | 4.41 | 258 | 0.118 | 0.092 | 1
2025-06-13 16:00 | 6 | 16 | 4.72 | 4.89 | 5.02 | 5.12 | 5.2 | 5.3 | 263 | 0.116 | 0.088 | 1
2025-06-13 17:00 | 6 | 17 | 3.93 | 4.08 | 4.19 | 4.28 | 4.36 | 4.45 | 263 | 0.112 | 0.095 | 1
2025-06-13 18:00 | 6 | 18 | 2.38 | 2.48 | 2.55 | 2.61 | 2.66 | 2.72 | 265 | 0.138 | 0.1 | 1
2025-06-13 19:00 | 6 | 19 | 1.38 | 1.43 | 1.47 | 1.49 | 1.52 | 1.55 | 269 | 0.266 | 0.089 | 1
2025-06-13 20:00 | 6 | 20 | 1.41 | 1.47 | 1.52 | 1.55 | 1.58 | 1.62 | 266 | 0.239 | 0.104 | 1
2025-06-13 21:00 | 6 | 21 | 2.24 | 2.35 | 2.43 | 2.5 | 2.55 | 2.62 | 263 | 0.185 | 0.117 | 1
2025-06-13 22:00 | 6 | 22 | 2.43 | 2.57 | 2.67 | 2.75 | 2.81 | 2.9 | 270 | 0.189 | 0.133 | 1
2025-06-13 23:00 | 6 | 23 | 2.67 | 2.81 | 2.92 | 3.01 | 3.08 | 3.18 | 260 | 0.161 | 0.132 | 1
2025-06-14 00:00 | 6 | 0 | 2.9 | 3.08 | 3.21 | 3.32 | 3.41 | 3.52 | 247 | 0.164 | 0.146 | 1
2025-06-14 01:00 | 6 | 1 | 3.03 | 3.19 | 3.31 | 3.41 | 3.49 | 3.59 | 246 | 0.176 | 0.129 | 1
2025-06-14 02:00 | 6 | 2 | 3.05 | 3.22 | 3.34 | 3.44 | 3.52 | 3.62 | 252 | 0.164 | 0.13 | 1
2025-06-14 03:00 | 6 | 3 | 3.03 | 3.19 | 3.31 | 3.4 | 3.48 | 3.58 | 242 | 0.143 | 0.125 | 1
2025-06-14 04:00 | 6 | 4 | 5.48 | 5.75 | 5.95 | 6.11 | 6.25 | 6.41 | 225 | 0.128 | 0.119 | 1
2025-06-14 05:00 | 6 | 5 | 5.09 | 5.36 | 5.56 | 5.72 | 5.85 | 6.02 | 229 | 0.13 | 0.126 | 1
2025-06-14 06:00 | 6 | 6 | 5.34 | 5.63 | 5.85 | 6.02 | 6.17 | 6.35 | 225 | 0.13 | 0.132 | 1
2025-06-14 07:00 | 6 | 7 | 6.08 | 6.35 | 6.55 | 6.71 | 6.84 | 7.01 | 226 | 0.113 | 0.108 | 1
2025-06-14 08:00 | 6 | 8 | 5.45 | 5.64 | 5.78 | 5.9 | 5.99 | 6.1 | 230 | 0.102 | 0.085 | 1
2025-06-14 09:00 | 6 | 9 | 5.05 | 5.26 | 5.41 | 5.53 | 5.63 | 5.76 | 235 | 0.117 | 0.099 | 1
2025-06-14 10:00 | 6 | 10 | 6.21 | 6.45 | 6.62 | 6.76 | 6.87 | 7.02 | 243 | 0.113 | 0.093 | 1
2025-06-14 11:00 | 6 | 11 | 5.77 | 6.02 | 6.2 | 6.35 | 6.47 | 6.62 | 243 | 0.126 | 0.104 | 1
2025-06-14 12:00 | 6 | 12 | 5.69 | 5.9 | 6.06 | 6.19 | 6.29 | 6.42 | 239 | 0.126 | 0.091 | 1
2025-06-14 13:00 | 6 | 13 | 4.65 | 4.82 | 4.94 | 5.04 | 5.13 | 5.23 | 244 | 0.156 | 0.09 | 1
2025-06-14 14:00 | 6 | 14 | 3.69 | 3.84 | 3.95 | 4.04 | 4.11 | 4.2 | 242 | 0.126 | 0.098 | 1
2025-06-14 15:00 | 6 | 15 | 3.5 | 3.65 | 3.75 | 3.84 | 3.91 | 4 | 251 | 0.141 | 0.1 | 1
2025-06-14 16:00 | 6 | 16 | 4.2 | 4.39 | 4.53 | 4.64 | 4.73 | 4.85 | 251 | 0.128 | 0.11 | 1
2025-06-14 17:00 | 6 | 17 | 4.86 | 5.05 | 5.2 | 5.31 | 5.41 | 5.53 | 263 | 0.122 | 0.098 | 1
2025-06-14 18:00 | 6 | 18 | 4.21 | 4.36 | 4.46 | 4.55 | 4.62 | 4.7 | 267 | 0.151 | 0.084 | 1
2025-06-14 19:00 | 6 | 19 | 3.54 | 3.7 | 3.81 | 3.9 | 3.98 | 4.08 | 270 | 0.148 | 0.106 | 1
2025-06-14 20:00 | 6 | 20 | 3.21 | 3.34 | 3.44 | 3.52 | 3.58 | 3.66 | 256 | 0.122 | 0.1 | 1
2025-06-14 21:00 | 6 | 21 | 2.88 | 3 | 3.08 | 3.15 | 3.2 | 3.27 | 246 | 0.15 | 0.096 | 1
2025-06-14 22:00 | 6 | 22 | 2.52 | 2.62 | 2.7 | 2.76 | 2.81 | 2.88 | 229 | 0.205 | 0.102 | 1
2025-06-14 23:00 | 6 | 23 | 2.76 | 2.88 | 2.97 | 3.04 | 3.09 | 3.17 | 224 | 0.128 | 0.104 | 1
2025-06-15 00:00 | 6 | 0 | 3.06 | 3.21 | 3.32 | 3.41 | 3.49 | 3.58 | 223 | 0.172 | 0.12 | 1
2025-06-15 01:00 | 6 | 1 | 2.66 | 2.78 | 2.86 | 2.92 | 2.98 | 3.05 | 236 | 0.142 | 0.102 | 1
2025-06-15 02:00 | 6 | 2 | 3.12 | 3.24 | 3.32 | 3.39 | 3.44 | 3.51 | 254 | 0.131 | 0.089 | 1
2025-06-15 03:00 | 6 | 3 | 3.1 | 3.22 | 3.31 | 3.39 | 3.45 | 3.52 | 254 | 0.14 | 0.096 | 1
2025-06-15 04:00 | 6 | 4 | 1.99 | 2.08 | 2.14 | 2.19 | 2.24 | 2.29 | 263 | 0.212 | 0.108 | 1
2025-06-15 05:00 | 6 | 5 | 2.03 | 2.11 | 2.17 | 2.22 | 2.26 | 2.31 | 259 | 0.185 | 0.101 | 1
2025-06-15 06:00 | 6 | 6 | 2.59 | 2.71 | 2.8 | 2.87 | 2.93 | 3 | 260 | 0.151 | 0.112 | 1
2025-06-15 07:00 | 6 | 7 | 2.62 | 2.77 | 2.88 | 2.97 | 3.05 | 3.14 | 255 | 0.197 | 0.138 | 1
2025-06-15 08:00 | 6 | 8 | 2.01 | 2.14 | 2.23 | 2.31 | 2.38 | 2.46 | 258 | 0.199 | 0.153 | 1
2025-06-15 09:00 | 6 | 9 | 1.32 | 1.39 | 1.45 | 1.5 | 1.54 | 1.58 | 270 | 0.249 | 0.139 | 1
2025-06-15 10:00 | 6 | 10 | 1.92 | 2.03 | 2.11 | 2.17 | 2.23 | 2.3 | 273 | 0.214 | 0.135 | 1
2025-06-15 11:00 | 6 | 11 | 1.43 | 1.5 | 1.56 | 1.6 | 1.64 | 1.69 | 263 | 0.246 | 0.127 | 1
2025-06-15 12:00 | 6 | 12 | 1.11 | 1.17 | 1.22 | 1.26 | 1.29 | 1.34 | 263 | 0.294 | 0.142 | 1
2025-06-15 13:00 | 6 | 13 | 1.93 | 2.04 | 2.11 | 2.18 | 2.23 | 2.3 | 263 | 0.209 | 0.132 | 1
2025-06-15 14:00 | 6 | 14 | 1.4 | 1.48 | 1.53 | 1.58 | 1.61 | 1.66 | 273 | 0.231 | 0.127 | 1
2025-06-15 15:00 | 6 | 15 | 2.42 | 2.55 | 2.64 | 2.72 | 2.78 | 2.86 | 259 | 0.172 | 0.126 | 1
2025-06-15 16:00 | 6 | 16 | 3.58 | 3.78 | 3.93 | 4.04 | 4.14 | 4.27 | 263 | 0.139 | 0.132 | 1
2025-06-15 17:00 | 6 | 17 | 3.7 | 3.89 | 4.03 | 4.15 | 4.24 | 4.36 | 255 | 0.149 | 0.125 | 1
2025-06-15 18:00 | 6 | 18 | 2.59 | 2.71 | 2.8 | 2.88 | 2.94 | 3.01 | 255 | 0.155 | 0.115 | 1
2025-06-15 19:00 | 6 | 19 | 2.46 | 2.57 | 2.65 | 2.72 | 2.77 | 2.84 | 266 | 0.176 | 0.108 | 1
2025-06-15 20:00 | 6 | 20 | 1.85 | 1.92 | 1.97 | 2.01 | 2.04 | 2.08 | 266 | 0.19 | 0.09 | 1
2025-06-15 21:00 | 6 | 21 | 1.21 | 1.26 | 1.31 | 1.34 | 1.37 | 1.41 | 266 | 0.269 | 0.115 | 1
2025-06-15 22:00 | 6 | 22 | 1.69 | 1.78 | 1.84 | 1.89 | 1.93 | 1.99 | 262 | 0.226 | 0.121 | 1
2025-06-15 23:00 | 6 | 23 | 1.82 | 1.92 | 2 | 2.06 | 2.12 | 2.18 | 264 | 0.19 | 0.139 | 1
2025-06-16 00:00 | 6 | 0 | 2.18 | 2.33 | 2.44 | 2.53 | 2.61 | 2.71 | 267 | 0.196 | 0.163 | 1
2025-06-16 01:00 | 6 | 1 | 3.26 | 3.46 | 3.6 | 3.72 | 3.81 | 3.94 | 257 | 0.131 | 0.142 | 1
2025-06-16 02:00 | 6 | 2 | 3.68 | 3.91 | 4.08 | 4.22 | 4.34 | 4.48 | 270 | 0.147 | 0.148 | 1
2025-06-16 03:00 | 6 | 3 | 4.87 | 5.15 | 5.36 | 5.52 | 5.66 | 5.84 | 261 | 0.139 | 0.137 | 1
2025-06-16 04:00 | 6 | 4 | 3.87 | 4.11 | 4.29 | 4.44 | 4.56 | 4.72 | 256 | 0.151 | 0.151 | 1
2025-06-16 05:00 | 6 | 5 | 4.14 | 4.39 | 4.58 | 4.73 | 4.86 | 5.02 | 249 | 0.135 | 0.146 | 1
2025-06-16 06:00 | 6 | 6 | 5.13 | 5.42 | 5.65 | 5.83 | 5.98 | 6.16 | 250 | 0.133 | 0.14 | 1
2025-06-16 07:00 | 6 | 7 | 5.25 | 5.59 | 5.85 | 6.06 | 6.23 | 6.45 | 247 | 0.11 | 0.155 | 1
2025-06-16 08:00 | 6 | 8 | 4.79 | 5.07 | 5.28 | 5.45 | 5.59 | 5.77 | 250 | 0.132 | 0.142 | 1
2025-06-16 09:00 | 6 | 9 | 6 | 6.36 | 6.64 | 6.86 | 7.04 | 7.27 | 247 | 0.106 | 0.145 | 1
2025-06-16 10:00 | 6 | 10 | 7.8 | 8.24 | 8.57 | 8.84 | 9.06 | 9.34 | 264 | 0.094 | 0.136 | 1
2025-06-16 11:00 | 6 | 11 | 8.08 | 8.58 | 8.96 | 9.26 | 9.52 | 9.84 | 264 | 0.13 | 0.149 | 1
2025-06-16 12:00 | 6 | 12 | 8.12 | 8.6 | 8.97 | 9.26 | 9.51 | 9.82 | 250 | 0.106 | 0.144 | 1
2025-06-16 13:00 | 6 | 13 | 8.3 | 8.72 | 9.02 | 9.26 | 9.47 | 9.72 | 250 | 0.086 | 0.119 | 1
2025-06-16 14:00 | 6 | 14 | 8.63 | 9.03 | 9.33 | 9.56 | 9.76 | 10 | 250 | 0.113 | 0.112 | 1
2025-06-16 15:00 | 6 | 15 | 9.41 | 9.82 | 10.12 | 10.35 | 10.55 | 10.8 | 238 | 0.104 | 0.104 | 1
2025-06-16 16:00 | 6 | 16 | 9.94 | 10.37 | 10.68 | 10.93 | 11.13 | 11.39 | 238 | 0.097 | 0.103 | 1
2025-06-16 17:00 | 6 | 17 | 9.89 | 10.34 | 10.67 | 10.93 | 11.15 | 11.42 | 242 | 0.084 | 0.109 | 1
2025-06-16 18:00 | 6 | 18 | 9.85 | 10.28 | 10.59 | 10.85 | 11.06 | 11.32 | 238 | 0.101 | 0.106 | 1
2025-06-16 19:00 | 6 | 19 | 9.85 | 10.27 | 10.58 | 10.83 | 11.03 | 11.29 | 241 | 0.112 | 0.103 | 1
2025-06-16 20:00 | 6 | 20 | 10.12 | 10.54 | 10.84 | 11.08 | 11.28 | 11.53 | 238 | 0.094 | 0.098 | 1
2025-06-16 21:00 | 6 | 21 | 10.62 | 11.03 | 11.34 | 11.58 | 11.78 | 12.03 | 247 | 0.077 | 0.094 | 0
2025-06-16 22:00 | 6 | 22 | 11.43 | 11.9 | 12.25 | 12.53 | 12.76 | 13.05 | 248 | 0.089 | 0.101 | 1
2025-06-16 23:00 | 6 | 23 | 9.86 | 10.33 | 10.68 | 10.96 | 11.19 | 11.48 | 244 | 0.095 | 0.116 | 1
2025-06-17 00:00 | 6 | 0 | 10.2 | 10.69 | 11.05 | 11.34 | 11.59 | 11.89 | 261 | 0.11 | 0.116 | 1
2025-06-17 01:00 | 6 | 1 | 11.3 | 11.88 | 12.31 | 12.66 | 12.95 | 13.31 | 265 | 0.089 | 0.124 | 1
2025-06-17 02:00 | 6 | 2 | 12.02 | 12.62 | 13.07 | 13.43 | 13.73 | 14.1 | 265 | 0.088 | 0.121 | 1
2025-06-17 03:00 | 6 | 3 | 12.86 | 13.54 | 14.05 | 14.46 | 14.8 | 15.23 | 264 | 0.085 | 0.128 | 1
2025-06-17 04:00 | 6 | 4 | 12.31 | 13.04 | 13.59 | 14.04 | 14.41 | 14.88 | 269 | 0.109 | 0.143 | 1
2025-06-17 05:00 | 6 | 5 | 14.24 | 15.05 | 15.65 | 16.13 | 16.54 | 17.05 | 273 | 0.065 | 0.136 | 1
2025-06-17 06:00 | 6 | 6 | 15 | 15.68 | 16.19 | 16.59 | 16.93 | 17.35 | 267 | 0.083 | 0.11 | 1
2025-06-17 07:00 | 6 | 7 | 16.02 | 16.6 | 17.03 | 17.36 | 17.65 | 18 | 272 | 0.085 | 0.088 | 1
2025-06-17 08:00 | 6 | 8 | 14.27 | 14.73 | 15.06 | 15.33 | 15.55 | 15.82 | 272 | 0.081 | 0.078 | 1
2025-06-17 09:00 | 6 | 9 | 13.39 | 13.78 | 14.05 | 14.27 | 14.45 | 14.68 | 273 | 0.102 | 0.069 | 1
2025-06-17 10:00 | 6 | 10 | 14.1 | 14.53 | 14.84 | 15.09 | 15.29 | 15.55 | 280 | 0.093 | 0.074 | 1
2025-06-17 11:00 | 6 | 11 | 13.18 | 13.6 | 13.92 | 14.16 | 14.37 | 14.62 | 269 | 0.112 | 0.079 | 1
2025-06-17 12:00 | 6 | 12 | 13.41 | 13.8 | 14.08 | 14.3 | 14.48 | 14.71 | 258 | 0.11 | 0.07 | 1
2025-06-17 13:00 | 6 | 13 | 11.95 | 12.28 | 12.52 | 12.7 | 12.86 | 13.05 | 257 | 0.064 | 0.067 | 1
2025-06-17 14:00 | 6 | 14 | 9.25 | 9.52 | 9.71 | 9.86 | 9.99 | 10.14 | 252 | 0.126 | 0.07 | 1
2025-06-17 15:00 | 6 | 15 | 9.33 | 9.54 | 9.69 | 9.81 | 9.91 | 10.03 | 253 | 0.094 | 0.055 | 1
2025-06-17 16:00 | 6 | 16 | 8.67 | 8.9 | 9.07 | 9.2 | 9.31 | 9.45 | 249 | 0.072 | 0.065 | 1
2025-06-17 17:00 | 6 | 17 | 9.28 | 9.56 | 9.77 | 9.93 | 10.07 | 10.23 | 254 | 0.108 | 0.074 | 1
2025-06-17 18:00 | 6 | 18 | 8.68 | 8.99 | 9.21 | 9.38 | 9.53 | 9.71 | 259 | 0.1 | 0.085 | 1
2025-06-17 19:00 | 6 | 19 | 6.4 | 6.62 | 6.78 | 6.91 | 7.02 | 7.16 | 270 | 0.119 | 0.085 | 1
2025-06-17 20:00 | 6 | 20 | 7.28 | 7.62 | 7.87 | 8.07 | 8.23 | 8.44 | 269 | 0.092 | 0.112 | 1
2025-06-17 21:00 | 6 | 21 | 10.4 | 10.88 | 11.23 | 11.52 | 11.75 | 12.05 | 276 | 0.091 | 0.112 | 1
2025-06-17 22:00 | 6 | 22 | 11.06 | 11.53 | 11.88 | 12.16 | 12.39 | 12.67 | 296 | 0.094 | 0.103 | 1
2025-06-17 23:00 | 6 | 23 | 10.25 | 10.71 | 11.05 | 11.32 | 11.54 | 11.83 | 277 | 0.093 | 0.108 | 1
2025-06-18 00:00 | 6 | 0 | 11.27 | 11.78 | 12.16 | 12.46 | 12.71 | 13.02 | 272 | 0.112 | 0.11 | 1
2025-06-18 01:00 | 6 | 1 | 12.46 | 12.97 | 13.34 | 13.64 | 13.89 | 14.2 | 271 | 0.113 | 0.099 | 1
2025-06-18 02:00 | 6 | 2 | 11.38 | 11.91 | 12.3 | 12.61 | 12.87 | 13.2 | 262 | 0.105 | 0.112 | 1
2025-06-18 03:00 | 6 | 3 | 10.34 | 10.76 | 11.08 | 11.33 | 11.54 | 11.8 | 256 | 0.078 | 0.1 | 1
2025-06-18 04:00 | 6 | 4 | 11.16 | 11.55 | 11.84 | 12.07 | 12.26 | 12.5 | 264 | 0.114 | 0.086 | 1
2025-06-18 05:00 | 6 | 5 | 11.56 | 11.93 | 12.2 | 12.42 | 12.59 | 12.81 | 276 | 0.119 | 0.078 | 1
2025-06-18 06:00 | 6 | 6 | 11.99 | 12.3 | 12.52 | 12.7 | 12.84 | 13.03 | 273 | 0.099 | 0.063 | 1
2025-06-18 07:00 | 6 | 7 | 14.42 | 14.7 | 14.9 | 15.06 | 15.19 | 15.36 | 272 | 0.09 | 0.048 | 1
2025-06-18 08:00 | 6 | 8 | 12.68 | 12.88 | 13.03 | 13.15 | 13.24 | 13.36 | 278 | 0.089 | 0.04 | 1
2025-06-18 09:00 | 6 | 9 | 13.66 | 13.89 | 14.05 | 14.17 | 14.28 | 14.41 | 272 | 0.078 | 0.04 | 1
2025-06-18 10:00 | 6 | 10 | 12.84 | 13.05 | 13.2 | 13.32 | 13.41 | 13.53 | 259 | 0.103 | 0.04 | 1
2025-06-18 11:00 | 6 | 11 | 14.84 | 15.09 | 15.26 | 15.4 | 15.51 | 15.65 | 269 | 0.107 | 0.04 | 1
2025-06-18 12:00 | 6 | 12 | 13.6 | 13.83 | 13.99 | 14.11 | 14.21 | 14.34 | 254 | 0.112 | 0.04 | 1
2025-06-18 13:00 | 6 | 13 | 13.35 | 13.57 | 13.73 | 13.85 | 13.95 | 14.08 | 267 | 0.117 | 0.04 | 1
2025-06-18 14:00 | 6 | 14 | 12.53 | 12.73 | 12.88 | 13 | 13.09 | 13.21 | 258 | 0.089 | 0.04 | 1
2025-06-18 15:00 | 6 | 15 | 11.45 | 11.64 | 11.78 | 11.88 | 11.97 | 12.08 | 267 | 0.126 | 0.04 | 1
2025-06-18 16:00 | 6 | 16 | 10.87 | 11.05 | 11.18 | 11.28 | 11.37 | 11.47 | 269 | 0.115 | 0.041 | 1
2025-06-18 17:00 | 6 | 17 | 12.65 | 12.94 | 13.15 | 13.32 | 13.46 | 13.63 | 278 | 0.116 | 0.057 | 1
2025-06-18 18:00 | 6 | 18 | 11.21 | 11.56 | 11.81 | 12.01 | 12.18 | 12.38 | 269 | 0.11 | 0.075 | 1
2025-06-18 19:00 | 6 | 19 | 9.21 | 9.51 | 9.73 | 9.91 | 10.05 | 10.23 | 260 | 0.097 | 0.08 | 1
2025-06-18 20:00 | 6 | 20 | 10.18 | 10.49 | 10.71 | 10.89 | 11.03 | 11.22 | 258 | 0.096 | 0.073 | 1
2025-06-18 21:00 | 6 | 21 | 9.59 | 9.96 | 10.23 | 10.45 | 10.62 | 10.85 | 261 | 0.116 | 0.093 | 1
2025-06-18 22:00 | 6 | 22 | 10.19 | 10.58 | 10.87 | 11.09 | 11.28 | 11.51 | 279 | 0.091 | 0.092 | 1
2025-06-18 23:00 | 6 | 23 | 10.27 | 10.71 | 11.03 | 11.29 | 11.5 | 11.77 | 274 | 0.105 | 0.103 | 1
2025-06-19 00:00 | 6 | 0 | 10.6 | 11.11 | 11.49 | 11.8 | 12.06 | 12.38 | 271 | 0.098 | 0.117 | 1
2025-06-19 01:00 | 6 | 1 | 10.51 | 11.07 | 11.48 | 11.81 | 12.09 | 12.43 | 275 | 0.117 | 0.127 | 1
2025-06-19 02:00 | 6 | 2 | 9.62 | 10.02 | 10.32 | 10.56 | 10.75 | 11 | 283 | 0.058 | 0.101 | 1
2025-06-19 03:00 | 6 | 3 | 9 | 9.36 | 9.62 | 9.83 | 10 | 10.21 | 284 | 0.095 | 0.096 | 1
2025-06-19 04:00 | 6 | 4 | 11.08 | 11.54 | 11.87 | 12.14 | 12.36 | 12.64 | 280 | 0.084 | 0.1 | 1
2025-06-19 05:00 | 6 | 5 | 13.02 | 13.46 | 13.78 | 14.04 | 14.25 | 14.51 | 277 | 0.087 | 0.082 | 1
2025-06-19 06:00 | 6 | 6 | 14.35 | 14.85 | 15.22 | 15.52 | 15.76 | 16.06 | 286 | 0.093 | 0.085 | 1
2025-06-19 07:00 | 6 | 7 | 15.22 | 15.6 | 15.88 | 16.1 | 16.28 | 16.5 | 290 | 0.081 | 0.061 | 1
2025-06-19 08:00 | 6 | 8 | 14.88 | 15.17 | 15.37 | 15.53 | 15.66 | 15.83 | 285 | 0.088 | 0.047 | 1
2025-06-19 09:00 | 6 | 9 | 14.13 | 14.4 | 14.59 | 14.74 | 14.87 | 15.02 | 281 | 0.091 | 0.046 | 1
2025-06-19 10:00 | 6 | 10 | 12.57 | 12.82 | 13 | 13.14 | 13.25 | 13.4 | 271 | 0.079 | 0.048 | 1
2025-06-19 11:00 | 6 | 11 | 9.85 | 10.07 | 10.23 | 10.36 | 10.47 | 10.6 | 277 | 0.1 | 0.056 | 1
2025-06-19 12:00 | 6 | 12 | 9.78 | 10 | 10.15 | 10.28 | 10.38 | 10.5 | 268 | 0.091 | 0.054 | 1
2025-06-19 13:00 | 6 | 13 | 9.96 | 10.29 | 10.53 | 10.72 | 10.88 | 11.07 | 261 | 0.112 | 0.08 | 1
2025-06-19 14:00 | 6 | 14 | 8.41 | 8.65 | 8.82 | 8.96 | 9.07 | 9.21 | 270 | 0.106 | 0.069 | 1
2025-06-19 15:00 | 6 | 15 | 9.71 | 10.01 | 10.23 | 10.4 | 10.54 | 10.72 | 265 | 0.105 | 0.075 | 1
2025-06-19 16:00 | 6 | 16 | 9.79 | 10 | 10.16 | 10.28 | 10.37 | 10.5 | 264 | 0.091 | 0.053 | 1
2025-06-19 17:00 | 6 | 17 | 8.52 | 8.76 | 8.93 | 9.06 | 9.18 | 9.32 | 260 | 0.112 | 0.067 | 1
2025-06-19 18:00 | 6 | 18 | 8.54 | 8.8 | 8.99 | 9.15 | 9.27 | 9.43 | 267 | 0.083 | 0.075 | 1
2025-06-19 19:00 | 6 | 19 | 9.02 | 9.38 | 9.65 | 9.86 | 10.03 | 10.25 | 279 | 0.112 | 0.097 | 1
2025-06-19 20:00 | 6 | 20 | 8.63 | 8.96 | 9.21 | 9.4 | 9.57 | 9.77 | 277 | 0.113 | 0.094 | 1
2025-06-19 21:00 | 6 | 21 | 8.47 | 8.85 | 9.14 | 9.36 | 9.55 | 9.78 | 280 | 0.136 | 0.109 | 1
2025-06-19 22:00 | 6 | 22 | 8.43 | 8.8 | 9.07 | 9.29 | 9.47 | 9.69 | 279 | 0.104 | 0.105 | 1
2025-06-19 23:00 | 6 | 23 | 8.02 | 8.41 | 8.7 | 8.93 | 9.12 | 9.36 | 270 | 0.115 | 0.117 | 1
2025-06-20 00:00 | 6 | 0 | 7 | 7.35 | 7.61 | 7.82 | 8 | 8.22 | 262 | 0.115 | 0.122 | 1
2025-06-20 01:00 | 6 | 1 | 7.32 | 7.7 | 7.97 | 8.2 | 8.38 | 8.61 | 258 | 0.092 | 0.123 | 1
2025-06-20 02:00 | 6 | 2 | 7.59 | 7.94 | 8.2 | 8.41 | 8.58 | 8.8 | 254 | 0.143 | 0.112 | 1
2025-06-20 03:00 | 6 | 3 | 5.32 | 5.59 | 5.79 | 5.94 | 6.08 | 6.24 | 260 | 0.125 | 0.12 | 1
2025-06-20 04:00 | 6 | 4 | 3.91 | 4.11 | 4.25 | 4.37 | 4.46 | 4.58 | 259 | 0.133 | 0.12 | 1
2025-06-20 05:00 | 6 | 5 | 3.41 | 3.59 | 3.73 | 3.84 | 3.93 | 4.04 | 264 | 0.119 | 0.129 | 1
2025-06-20 06:00 | 6 | 6 | 3.83 | 4.02 | 4.15 | 4.26 | 4.35 | 4.46 | 263 | 0.125 | 0.114 | 1
2025-06-20 07:00 | 6 | 7 | 3.32 | 3.44 | 3.53 | 3.61 | 3.67 | 3.74 | 266 | 0.156 | 0.091 | 1
2025-06-20 08:00 | 6 | 8 | 3.46 | 3.59 | 3.69 | 3.76 | 3.82 | 3.9 | 268 | 0.135 | 0.091 | 1
2025-06-20 09:00 | 6 | 9 | 3.67 | 3.77 | 3.84 | 3.9 | 3.95 | 4 | 255 | 0.112 | 0.066 | 1
2025-06-20 10:00 | 6 | 10 | 4.43 | 4.52 | 4.58 | 4.63 | 4.67 | 4.72 | 260 | 0.158 | 0.048 | 1
2025-06-20 11:00 | 6 | 11 | 5.11 | 5.22 | 5.31 | 5.38 | 5.43 | 5.5 | 262 | 0.116 | 0.057 | 1
2025-06-20 12:00 | 6 | 12 | 4.35 | 4.45 | 4.53 | 4.59 | 4.64 | 4.7 | 269 | 0.122 | 0.058 | 1
2025-06-20 13:00 | 6 | 13 | 5.3 | 5.43 | 5.53 | 5.61 | 5.67 | 5.75 | 270 | 0.112 | 0.061 | 1
2025-06-20 14:00 | 6 | 14 | 4.97 | 5.07 | 5.15 | 5.21 | 5.27 | 5.33 | 262 | 0.123 | 0.054 | 1
2025-06-20 15:00 | 6 | 15 | 5.34 | 5.47 | 5.56 | 5.63 | 5.69 | 5.76 | 265 | 0.124 | 0.058 | 1
2025-06-20 16:00 | 6 | 16 | 6.25 | 6.42 | 6.55 | 6.64 | 6.73 | 6.82 | 259 | 0.111 | 0.066 | 1
2025-06-20 17:00 | 6 | 17 | 6.91 | 7.11 | 7.26 | 7.38 | 7.47 | 7.59 | 266 | 0.128 | 0.072 | 1
2025-06-20 18:00 | 6 | 18 | 6.46 | 6.7 | 6.88 | 7.02 | 7.13 | 7.27 | 264 | 0.089 | 0.089 | 1
2025-06-20 19:00 | 6 | 19 | 6.24 | 6.53 | 6.74 | 6.91 | 7.06 | 7.24 | 257 | 0.102 | 0.112 | 1
2025-06-20 20:00 | 6 | 20 | 6.16 | 6.5 | 6.76 | 6.96 | 7.13 | 7.35 | 256 | 0.128 | 0.133 | 1
2025-06-20 21:00 | 6 | 21 | 6.29 | 6.69 | 6.98 | 7.22 | 7.43 | 7.68 | 252 | 0.123 | 0.152 | 1
2025-06-20 22:00 | 6 | 22 | 4.33 | 4.63 | 4.86 | 5.05 | 5.21 | 5.41 | 254 | 0.14 | 0.168 | 1
2025-06-20 23:00 | 6 | 23 | 5.39 | 5.75 | 6.01 | 6.22 | 6.4 | 6.63 | 260 | 0.106 | 0.156 | 1
2025-06-21 00:00 | 6 | 0 | 5.38 | 5.72 | 5.98 | 6.18 | 6.36 | 6.57 | 266 | 0.11 | 0.151 | 1
2025-06-21 01:00 | 6 | 1 | 4.72 | 5.06 | 5.31 | 5.51 | 5.69 | 5.91 | 261 | 0.141 | 0.17 | 1
2025-06-21 02:00 | 6 | 2 | 3.45 | 3.66 | 3.82 | 3.94 | 4.05 | 4.18 | 263 | 0.147 | 0.147 | 1
2025-06-21 03:00 | 6 | 3 | 3.93 | 4.16 | 4.33 | 4.47 | 4.59 | 4.73 | 271 | 0.136 | 0.141 | 1
2025-06-21 04:00 | 6 | 4 | 4.47 | 4.77 | 4.99 | 5.17 | 5.33 | 5.52 | 270 | 0.115 | 0.16 | 1
2025-06-21 05:00 | 6 | 5 | 4.42 | 4.71 | 4.93 | 5.11 | 5.26 | 5.45 | 265 | 0.113 | 0.158 | 1
2025-06-21 06:00 | 6 | 6 | 5.41 | 5.73 | 5.96 | 6.16 | 6.32 | 6.52 | 256 | 0.139 | 0.142 | 1
2025-06-21 07:00 | 6 | 7 | 6.02 | 6.39 | 6.66 | 6.88 | 7.07 | 7.3 | 245 | 0.104 | 0.146 | 1
2025-06-21 08:00 | 6 | 8 | 6.1 | 6.48 | 6.76 | 6.98 | 7.17 | 7.41 | 234 | 0.11 | 0.147 | 1
2025-06-21 09:00 | 6 | 9 | 8.21 | 8.68 | 9.04 | 9.33 | 9.57 | 9.87 | 237 | 0.098 | 0.139 | 1
2025-06-21 10:00 | 6 | 10 | 6.94 | 7.38 | 7.7 | 7.96 | 8.18 | 8.46 | 242 | 0.1 | 0.15 | 1
2025-06-21 11:00 | 6 | 11 | 5.7 | 5.99 | 6.2 | 6.37 | 6.51 | 6.68 | 237 | 0.108 | 0.121 | 1
2025-06-21 12:00 | 6 | 12 | 5.06 | 5.34 | 5.54 | 5.71 | 5.84 | 6.02 | 241 | 0.096 | 0.131 | 1
2025-06-21 13:00 | 6 | 13 | 6.31 | 6.66 | 6.93 | 7.14 | 7.32 | 7.55 | 251 | 0.119 | 0.136 | 1
2025-06-21 14:00 | 6 | 14 | 8.36 | 8.82 | 9.16 | 9.44 | 9.67 | 9.96 | 239 | 0.081 | 0.133 | 1
2025-06-21 15:00 | 6 | 15 | 8.51 | 8.96 | 9.3 | 9.57 | 9.79 | 10.08 | 239 | 0.09 | 0.128 | 1
2025-06-21 16:00 | 6 | 16 | 9.11 | 9.55 | 9.87 | 10.13 | 10.34 | 10.61 | 225 | 0.086 | 0.115 | 1
2025-06-21 17:00 | 6 | 17 | 9.5 | 9.99 | 10.36 | 10.65 | 10.89 | 11.2 | 223 | 0.117 | 0.125 | 1
2025-06-21 18:00 | 6 | 18 | 8.73 | 9.28 | 9.69 | 10.02 | 10.3 | 10.65 | 233 | 0.111 | 0.15 | 1
2025-06-21 19:00 | 6 | 19 | 9.15 | 9.72 | 10.14 | 10.48 | 10.77 | 11.13 | 220 | 0.088 | 0.148 | 1
2025-06-21 20:00 | 6 | 20 | 11.12 | 11.79 | 12.29 | 12.7 | 13.04 | 13.47 | 221 | 0.105 | 0.145 | 1
2025-06-21 21:00 | 6 | 21 | 9.57 | 10.16 | 10.59 | 10.95 | 11.24 | 11.61 | 224 | 0.089 | 0.146 | 1
2025-06-21 22:00 | 6 | 22 | 7.95 | 8.44 | 8.8 | 9.1 | 9.35 | 9.66 | 235 | 0.097 | 0.147 | 1
2025-06-21 23:00 | 6 | 23 | 6.62 | 7.07 | 7.4 | 7.67 | 7.9 | 8.19 | 226 | 0.076 | 0.161 | 1
2025-06-22 00:00 | 6 | 0 | 6.15 | 6.55 | 6.86 | 7.1 | 7.31 | 7.57 | 229 | 0.112 | 0.157 | 1
2025-06-22 01:00 | 6 | 1 | 5.71 | 6.12 | 6.43 | 6.68 | 6.89 | 7.16 | 243 | 0.13 | 0.171 | 1
2025-06-22 02:00 | 6 | 2 | 4.34 | 4.63 | 4.84 | 5.02 | 5.16 | 5.35 | 235 | 0.14 | 0.159 | 1
2025-06-22 03:00 | 6 | 3 | 3.64 | 3.85 | 4.01 | 4.14 | 4.25 | 4.38 | 229 | 0.123 | 0.141 | 1
2025-06-22 04:00 | 6 | 4 | 2.66 | 2.78 | 2.87 | 2.94 | 3.01 | 3.08 | 230 | 0.174 | 0.113 | 1
2025-06-22 05:00 | 6 | 5 | 2.49 | 2.6 | 2.68 | 2.75 | 2.8 | 2.87 | 227 | 0.184 | 0.106 | 1
2025-06-22 06:00 | 6 | 6 | 1.79 | 1.88 | 1.94 | 1.99 | 2.03 | 2.09 | 240 | 0.181 | 0.115 | 1
2025-06-22 07:00 | 6 | 7 | 3.26 | 3.43 | 3.57 | 3.67 | 3.76 | 3.87 | 250 | 0.145 | 0.131 | 1
2025-06-22 08:00 | 6 | 8 | 3.34 | 3.52 | 3.65 | 3.75 | 3.84 | 3.95 | 259 | 0.178 | 0.128 | 1
2025-06-22 09:00 | 6 | 9 | 2.6 | 2.72 | 2.82 | 2.89 | 2.96 | 3.03 | 256 | 0.137 | 0.118 | 1
2025-06-22 10:00 | 6 | 10 | 2.09 | 2.18 | 2.24 | 2.3 | 2.34 | 2.4 | 261 | 0.193 | 0.105 | 1
2025-06-22 11:00 | 6 | 11 | 2.04 | 2.13 | 2.2 | 2.25 | 2.3 | 2.35 | 262 | 0.196 | 0.11 | 1
2025-06-22 12:00 | 6 | 12 | 2.81 | 2.96 | 3.07 | 3.16 | 3.24 | 3.33 | 256 | 0.149 | 0.128 | 1
2025-06-22 13:00 | 6 | 13 | 1.97 | 2.08 | 2.15 | 2.21 | 2.26 | 2.33 | 255 | 0.217 | 0.125 | 1
2025-06-22 14:00 | 6 | 14 | 2.3 | 2.39 | 2.46 | 2.51 | 2.56 | 2.61 | 262 | 0.17 | 0.097 | 1
2025-06-22 15:00 | 6 | 15 | 2.47 | 2.58 | 2.65 | 2.71 | 2.76 | 2.83 | 256 | 0.147 | 0.102 | 1
2025-06-22 16:00 | 6 | 16 | 2.3 | 2.4 | 2.47 | 2.52 | 2.57 | 2.63 | 251 | 0.163 | 0.101 | 1
2025-06-22 17:00 | 6 | 17 | 1.95 | 2.03 | 2.09 | 2.13 | 2.17 | 2.22 | 250 | 0.203 | 0.099 | 1
2025-06-22 18:00 | 6 | 18 | 2.26 | 2.35 | 2.43 | 2.48 | 2.53 | 2.59 | 246 | 0.169 | 0.105 | 1
2025-06-22 19:00 | 6 | 19 | 2.19 | 2.28 | 2.35 | 2.4 | 2.45 | 2.5 | 239 | 0.199 | 0.102 | 1
2025-06-22 20:00 | 6 | 20 | 2.01 | 2.09 | 2.14 | 2.18 | 2.22 | 2.26 | 244 | 0.189 | 0.089 | 1
2025-06-22 21:00 | 6 | 21 | 1.91 | 1.99 | 2.05 | 2.1 | 2.15 | 2.2 | 246 | 0.181 | 0.108 | 1
2025-06-22 22:00 | 6 | 22 | 1.98 | 2.07 | 2.13 | 2.18 | 2.23 | 2.28 | 257 | 0.189 | 0.108 | 1
2025-06-22 23:00 | 6 | 23 | 1.35 | 1.41 | 1.45 | 1.49 | 1.52 | 1.56 | 255 | 0.244 | 0.109 | 1
2025-06-23 00:00 | 6 | 0 | 1.63 | 1.7 | 1.76 | 1.8 | 1.84 | 1.88 | 258 | 0.221 | 0.109 | 1
2025-06-23 01:00 | 6 | 1 | 1.36 | 1.43 | 1.48 | 1.52 | 1.55 | 1.59 | 252 | 0.216 | 0.116 | 1
2025-06-23 02:00 | 6 | 2 | 1.4 | 1.45 | 1.49 | 1.53 | 1.55 | 1.59 | 254 | 0.234 | 0.094 | 1
2025-06-23 03:00 | 6 | 3 | 2.27 | 2.37 | 2.44 | 2.49 | 2.54 | 2.6 | 261 | 0.163 | 0.102 | 1
2025-06-23 04:00 | 6 | 4 | 3.04 | 3.17 | 3.26 | 3.33 | 3.39 | 3.47 | 253 | 0.168 | 0.099 | 1
2025-06-23 05:00 | 6 | 5 | 2.57 | 2.67 | 2.75 | 2.81 | 2.86 | 2.93 | 258 | 0.153 | 0.099 | 1
2025-06-23 06:00 | 6 | 6 | 3.17 | 3.32 | 3.43 | 3.52 | 3.6 | 3.69 | 260 | 0.162 | 0.115 | 1
2025-06-23 07:00 | 6 | 7 | 3.85 | 4.02 | 4.15 | 4.25 | 4.34 | 4.45 | 254 | 0.142 | 0.109 | 1
2025-06-23 08:00 | 6 | 8 | 4.31 | 4.48 | 4.61 | 4.71 | 4.79 | 4.9 | 250 | 0.149 | 0.097 | 1
2025-06-23 09:00 | 6 | 9 | 2.97 | 3.1 | 3.19 | 3.27 | 3.33 | 3.4 | 261 | 0.153 | 0.103 | 1
2025-06-23 10:00 | 6 | 10 | 2.75 | 2.88 | 2.98 | 3.06 | 3.12 | 3.21 | 259 | 0.172 | 0.117 | 1
2025-06-23 11:00 | 6 | 11 | 3.17 | 3.35 | 3.48 | 3.59 | 3.68 | 3.8 | 253 | 0.155 | 0.137 | 1
2025-06-23 12:00 | 6 | 12 | 2.58 | 2.7 | 2.79 | 2.87 | 2.93 | 3 | 256 | 0.165 | 0.114 | 1
2025-06-23 13:00 | 6 | 13 | 3.39 | 3.52 | 3.62 | 3.7 | 3.76 | 3.84 | 251 | 0.154 | 0.094 | 1
2025-06-23 14:00 | 6 | 14 | 2.44 | 2.54 | 2.61 | 2.67 | 2.72 | 2.78 | 251 | 0.161 | 0.101 | 1
2025-06-23 15:00 | 6 | 15 | 2.61 | 2.74 | 2.84 | 2.92 | 2.98 | 3.07 | 257 | 0.158 | 0.121 | 1
2025-06-23 16:00 | 6 | 16 | 2.93 | 3.08 | 3.18 | 3.27 | 3.34 | 3.43 | 248 | 0.158 | 0.119 | 1
2025-06-23 17:00 | 6 | 17 | 3.81 | 4.01 | 4.16 | 4.28 | 4.38 | 4.5 | 245 | 0.111 | 0.127 | 1
2025-06-23 18:00 | 6 | 18 | 3.26 | 3.43 | 3.55 | 3.65 | 3.73 | 3.83 | 231 | 0.135 | 0.122 | 1
2025-06-23 19:00 | 6 | 19 | 5.12 | 5.43 | 5.66 | 5.84 | 5.99 | 6.19 | 219 | 0.121 | 0.143 | 1
2025-06-23 20:00 | 6 | 20 | 5.73 | 6.04 | 6.26 | 6.44 | 6.59 | 6.79 | 235 | 0.114 | 0.128 | 1
2025-06-23 21:00 | 6 | 21 | 7.51 | 7.91 | 8.21 | 8.45 | 8.65 | 8.9 | 230 | 0.124 | 0.128 | 1
2025-06-23 22:00 | 6 | 22 | 7.85 | 8.26 | 8.57 | 8.81 | 9.02 | 9.28 | 219 | 0.099 | 0.127 | 1
2025-06-23 23:00 | 6 | 23 | 8.61 | 9.12 | 9.5 | 9.8 | 10.05 | 10.38 | 215 | 0.128 | 0.141 | 1
2025-06-24 00:00 | 6 | 0 | 10.37 | 10.97 | 11.42 | 11.79 | 12.09 | 12.47 | 221 | 0.086 | 0.14 | 1
2025-06-24 01:00 | 6 | 1 | 11.52 | 12.17 | 12.65 | 13.03 | 13.35 | 13.76 | 225 | 0.074 | 0.134 | 1
2025-06-24 02:00 | 6 | 2 | 11.92 | 12.47 | 12.87 | 13.19 | 13.46 | 13.8 | 226 | 0.097 | 0.111 | 1
2025-06-24 03:00 | 6 | 3 | 11.2 | 11.77 | 12.19 | 12.53 | 12.81 | 13.17 | 227 | 0.115 | 0.123 | 1
2025-06-24 04:00 | 6 | 4 | 11.95 | 12.63 | 13.14 | 13.55 | 13.89 | 14.32 | 234 | 0.106 | 0.137 | 1
2025-06-24 05:00 | 6 | 5 | 10.7 | 11.28 | 11.71 | 12.06 | 12.35 | 12.71 | 238 | 0.077 | 0.13 | 1
2025-06-24 06:00 | 6 | 6 | 9.24 | 9.71 | 10.05 | 10.33 | 10.56 | 10.85 | 231 | 0.1 | 0.121 | 1
2025-06-24 07:00 | 6 | 7 | 9.59 | 10.07 | 10.42 | 10.7 | 10.93 | 11.22 | 234 | 0.096 | 0.119 | 1
2025-06-24 08:00 | 6 | 8 | 9.86 | 10.29 | 10.62 | 10.87 | 11.09 | 11.35 | 240 | 0.087 | 0.107 | 1
2025-06-24 09:00 | 6 | 9 | 9.66 | 10.01 | 10.26 | 10.47 | 10.63 | 10.84 | 243 | 0.092 | 0.087 | 1
2025-06-24 10:00 | 6 | 10 | 9.13 | 9.46 | 9.69 | 9.88 | 10.03 | 10.23 | 240 | 0.083 | 0.086 | 1
2025-06-24 11:00 | 6 | 11 | 10.66 | 10.99 | 11.23 | 11.42 | 11.58 | 11.78 | 240 | 0.104 | 0.075 | 1
2025-06-24 12:00 | 6 | 12 | 11 | 11.33 | 11.57 | 11.76 | 11.92 | 12.12 | 234 | 0.091 | 0.073 | 1
2025-06-24 13:00 | 6 | 13 | 11.68 | 12.08 | 12.37 | 12.6 | 12.79 | 13.03 | 231 | 0.105 | 0.083 | 1
2025-06-24 14:00 | 6 | 14 | 10.29 | 10.64 | 10.9 | 11.11 | 11.28 | 11.49 | 233 | 0.108 | 0.084 | 1
2025-06-24 15:00 | 6 | 15 | 9.68 | 9.98 | 10.2 | 10.37 | 10.52 | 10.69 | 225 | 0.125 | 0.075 | 1
2025-06-24 16:00 | 6 | 16 | 9.4 | 9.73 | 9.98 | 10.18 | 10.34 | 10.55 | 227 | 0.119 | 0.088 | 1
2025-06-24 17:00 | 6 | 17 | 7.88 | 8.2 | 8.43 | 8.62 | 8.77 | 8.96 | 234 | 0.111 | 0.097 | 1
2025-06-24 18:00 | 6 | 18 | 6.6 | 6.82 | 6.98 | 7.11 | 7.21 | 7.34 | 250 | 0.111 | 0.081 | 1
2025-06-24 19:00 | 6 | 19 | 7.16 | 7.41 | 7.59 | 7.73 | 7.85 | 8 | 244 | 0.105 | 0.085 | 1
2025-06-24 20:00 | 6 | 20 | 6.38 | 6.61 | 6.77 | 6.9 | 7.01 | 7.14 | 243 | 0.102 | 0.084 | 1
2025-06-24 21:00 | 6 | 21 | 7.12 | 7.33 | 7.49 | 7.61 | 7.71 | 7.83 | 237 | 0.119 | 0.073 | 1
2025-06-24 22:00 | 6 | 22 | 7.42 | 7.67 | 7.86 | 8 | 8.12 | 8.27 | 241 | 0.134 | 0.082 | 1
2025-06-24 23:00 | 6 | 23 | 7.4 | 7.66 | 7.84 | 7.99 | 8.11 | 8.27 | 247 | 0.102 | 0.084 | 1
2025-06-25 00:00 | 6 | 0 | 7.76 | 8.14 | 8.43 | 8.65 | 8.84 | 9.08 | 241 | 0.114 | 0.118 | 1
2025-06-25 01:00 | 6 | 1 | 8.06 | 8.45 | 8.73 | 8.97 | 9.16 | 9.4 | 227 | 0.079 | 0.117 | 1
2025-06-25 02:00 | 6 | 2 | 8.43 | 8.8 | 9.07 | 9.29 | 9.47 | 9.7 | 237 | 0.122 | 0.106 | 1
2025-06-25 03:00 | 6 | 3 | 7.46 | 7.79 | 8.02 | 8.21 | 8.37 | 8.56 | 241 | 0.085 | 0.104 | 1
2025-06-25 04:00 | 6 | 4 | 7.95 | 8.29 | 8.54 | 8.74 | 8.91 | 9.12 | 241 | 0.133 | 0.104 | 1
2025-06-25 05:00 | 6 | 5 | 6.96 | 7.23 | 7.43 | 7.59 | 7.73 | 7.89 | 246 | 0.093 | 0.095 | 1
2025-06-25 06:00 | 6 | 6 | 8.07 | 8.33 | 8.53 | 8.68 | 8.81 | 8.96 | 234 | 0.108 | 0.079 | 1
2025-06-25 07:00 | 6 | 7 | 8.09 | 8.41 | 8.65 | 8.84 | 9 | 9.19 | 229 | 0.093 | 0.097 | 1
2025-06-25 08:00 | 6 | 8 | 7.36 | 7.65 | 7.86 | 8.02 | 8.16 | 8.33 | 242 | 0.081 | 0.093 | 1
2025-06-25 09:00 | 6 | 9 | 6.83 | 7.08 | 7.27 | 7.42 | 7.54 | 7.7 | 255 | 0.108 | 0.09 | 1
2025-06-25 10:00 | 6 | 10 | 7.02 | 7.3 | 7.5 | 7.66 | 7.8 | 7.97 | 261 | 0.121 | 0.096 | 1
2025-06-25 11:00 | 6 | 11 | 7.14 | 7.41 | 7.61 | 7.77 | 7.9 | 8.06 | 265 | 0.092 | 0.093 | 1
2025-06-25 12:00 | 6 | 12 | 7.99 | 8.28 | 8.5 | 8.67 | 8.81 | 8.99 | 267 | 0.119 | 0.089 | 1
2025-06-25 13:00 | 6 | 13 | 8.75 | 9.02 | 9.22 | 9.37 | 9.5 | 9.66 | 258 | 0.101 | 0.075 | 1
2025-06-25 14:00 | 6 | 14 | 9.6 | 9.93 | 10.18 | 10.37 | 10.53 | 10.73 | 273 | 0.083 | 0.085 | 1
2025-06-25 15:00 | 6 | 15 | 7.93 | 8.15 | 8.31 | 8.44 | 8.54 | 8.67 | 251 | 0.097 | 0.068 | 1
2025-06-25 16:00 | 6 | 16 | 9.5 | 9.69 | 9.83 | 9.94 | 10.03 | 10.14 | 254 | 0.096 | 0.049 | 1
2025-06-25 17:00 | 6 | 17 | 9.2 | 9.49 | 9.69 | 9.86 | 10 | 10.17 | 253 | 0.087 | 0.076 | 1
2025-06-25 18:00 | 6 | 18 | 8.69 | 9.02 | 9.27 | 9.46 | 9.62 | 9.83 | 264 | 0.081 | 0.093 | 1
2025-06-25 19:00 | 6 | 19 | 8.2 | 8.52 | 8.76 | 8.95 | 9.1 | 9.3 | 254 | 0.105 | 0.095 | 1
2025-06-25 20:00 | 6 | 20 | 7.79 | 8.14 | 8.4 | 8.61 | 8.79 | 9 | 253 | 0.104 | 0.11 | 1
2025-06-25 21:00 | 6 | 21 | 7.81 | 8.19 | 8.46 | 8.69 | 8.87 | 9.11 | 256 | 0.113 | 0.116 | 1
2025-06-25 22:00 | 6 | 22 | 7.8 | 8.19 | 8.48 | 8.7 | 8.9 | 9.14 | 246 | 0.097 | 0.12 | 1
2025-06-25 23:00 | 6 | 23 | 5.09 | 5.34 | 5.53 | 5.68 | 5.81 | 5.97 | 246 | 0.126 | 0.121 | 1
2025-06-26 00:00 | 6 | 0 | 6.8 | 7.2 | 7.5 | 7.75 | 7.95 | 8.21 | 242 | 0.143 | 0.143 | 1
2025-06-26 01:00 | 6 | 1 | 5.3 | 5.59 | 5.81 | 5.98 | 6.13 | 6.31 | 241 | 0.111 | 0.132 | 1
2025-06-26 02:00 | 6 | 2 | 4.76 | 5.02 | 5.2 | 5.36 | 5.48 | 5.64 | 250 | 0.129 | 0.129 | 1
2025-06-26 03:00 | 6 | 3 | 4.57 | 4.77 | 4.93 | 5.05 | 5.15 | 5.28 | 243 | 0.144 | 0.11 | 1
2025-06-26 04:00 | 6 | 4 | 4.99 | 5.22 | 5.39 | 5.53 | 5.64 | 5.79 | 234 | 0.101 | 0.113 | 1
2025-06-26 05:00 | 6 | 5 | 4.13 | 4.29 | 4.4 | 4.5 | 4.57 | 4.67 | 248 | 0.149 | 0.093 | 1
2025-06-26 06:00 | 6 | 6 | 5.69 | 5.9 | 6.05 | 6.17 | 6.27 | 6.39 | 231 | 0.145 | 0.088 | 1
2025-06-26 07:00 | 6 | 7 | 5.52 | 5.7 | 5.83 | 5.93 | 6.02 | 6.12 | 234 | 0.13 | 0.079 | 1
2025-06-26 08:00 | 6 | 8 | 5.32 | 5.5 | 5.63 | 5.73 | 5.81 | 5.92 | 245 | 0.125 | 0.08 | 1
2025-06-26 09:00 | 6 | 9 | 4.65 | 4.8 | 4.9 | 4.98 | 5.05 | 5.13 | 251 | 0.115 | 0.074 | 1
2025-06-26 10:00 | 6 | 10 | 5.2 | 5.35 | 5.46 | 5.54 | 5.61 | 5.7 | 264 | 0.129 | 0.069 | 1
2025-06-26 11:00 | 6 | 11 | 6.75 | 6.92 | 7.05 | 7.15 | 7.24 | 7.34 | 252 | 0.123 | 0.064 | 1
2025-06-26 12:00 | 6 | 12 | 7.54 | 7.76 | 7.92 | 8.05 | 8.15 | 8.28 | 266 | 0.097 | 0.071 | 1
2025-06-26 13:00 | 6 | 13 | 6.73 | 6.94 | 7.1 | 7.22 | 7.32 | 7.45 | 267 | 0.085 | 0.077 | 1
2025-06-26 14:00 | 6 | 14 | 5.29 | 5.45 | 5.56 | 5.65 | 5.72 | 5.81 | 275 | 0.112 | 0.07 | 1
2025-06-26 15:00 | 6 | 15 | 5.09 | 5.25 | 5.37 | 5.47 | 5.54 | 5.64 | 281 | 0.109 | 0.078 | 1
2025-06-26 16:00 | 6 | 16 | 5.08 | 5.26 | 5.38 | 5.48 | 5.56 | 5.66 | 286 | 0.125 | 0.082 | 1
2025-06-26 17:00 | 6 | 17 | 6.52 | 6.78 | 6.97 | 7.12 | 7.25 | 7.41 | 287 | 0.103 | 0.097 | 1
2025-06-26 18:00 | 6 | 18 | 5.83 | 6.07 | 6.25 | 6.39 | 6.51 | 6.66 | 280 | 0.124 | 0.101 | 1
2025-06-26 19:00 | 6 | 19 | 7.47 | 7.81 | 8.06 | 8.26 | 8.43 | 8.64 | 280 | 0.123 | 0.11 | 1
2025-06-26 20:00 | 6 | 20 | 8.07 | 8.4 | 8.64 | 8.82 | 8.98 | 9.18 | 257 | 0.134 | 0.097 | 1
2025-06-26 21:00 | 6 | 21 | 8.25 | 8.63 | 8.91 | 9.13 | 9.31 | 9.54 | 261 | 0.128 | 0.11 | 1
2025-06-26 22:00 | 6 | 22 | 7.59 | 7.91 | 8.15 | 8.33 | 8.49 | 8.69 | 256 | 0.107 | 0.103 | 1
2025-06-26 23:00 | 6 | 23 | 7.25 | 7.54 | 7.75 | 7.92 | 8.06 | 8.23 | 254 | 0.104 | 0.096 | 1
2025-06-27 00:00 | 6 | 0 | 8.69 | 9.07 | 9.35 | 9.58 | 9.76 | 10 | 251 | 0.102 | 0.106 | 1
2025-06-27 01:00 | 6 | 1 | 8 | 8.34 | 8.6 | 8.8 | 8.97 | 9.18 | 259 | 0.132 | 0.104 | 1
2025-06-27 02:00 | 6 | 2 | 8.49 | 8.91 | 9.22 | 9.47 | 9.68 | 9.94 | 259 | 0.079 | 0.12 | 1
2025-06-27 03:00 | 6 | 3 | 9.38 | 9.89 | 10.27 | 10.58 | 10.83 | 11.15 | 246 | 0.114 | 0.13 | 1
2025-06-27 04:00 | 6 | 4 | 9.95 | 10.45 | 10.82 | 11.12 | 11.37 | 11.68 | 254 | 0.097 | 0.121 | 1
2025-06-27 05:00 | 6 | 5 | 10.79 | 11.32 | 11.7 | 12.01 | 12.27 | 12.6 | 266 | 0.086 | 0.117 | 1
2025-06-27 06:00 | 6 | 6 | 10.19 | 10.71 | 11.1 | 11.41 | 11.67 | 12 | 259 | 0.077 | 0.124 | 1
2025-06-27 07:00 | 6 | 7 | 9.92 | 10.42 | 10.78 | 11.08 | 11.32 | 11.63 | 250 | 0.08 | 0.121 | 1
2025-06-27 08:00 | 6 | 8 | 10.11 | 10.59 | 10.94 | 11.22 | 11.46 | 11.75 | 264 | 0.106 | 0.114 | 1
2025-06-27 09:00 | 6 | 9 | 10.61 | 11.08 | 11.43 | 11.71 | 11.94 | 12.23 | 259 | 0.082 | 0.107 | 1
2025-06-27 10:00 | 6 | 10 | 9.94 | 10.4 | 10.74 | 11.01 | 11.23 | 11.51 | 258 | 0.086 | 0.111 | 1
2025-06-27 11:00 | 6 | 11 | 10.78 | 11.25 | 11.59 | 11.86 | 12.09 | 12.38 | 255 | 0.096 | 0.105 | 1
2025-06-27 12:00 | 6 | 12 | 9.66 | 10.06 | 10.35 | 10.58 | 10.78 | 11.02 | 259 | 0.123 | 0.1 | 1
2025-06-27 13:00 | 6 | 13 | 10.13 | 10.56 | 10.88 | 11.14 | 11.35 | 11.61 | 256 | 0.094 | 0.104 | 1
2025-06-27 14:00 | 6 | 14 | 11.89 | 12.4 | 12.77 | 13.07 | 13.32 | 13.64 | 270 | 0.071 | 0.104 | 1
2025-06-27 15:00 | 6 | 15 | 13.95 | 14.53 | 14.96 | 15.29 | 15.57 | 15.93 | 244 | 0.089 | 0.1 | 1
2025-06-27 16:00 | 6 | 16 | 13.65 | 14.16 | 14.54 | 14.84 | 15.09 | 15.4 | 237 | 0.095 | 0.092 | 1
2025-06-27 17:00 | 6 | 17 | 13.79 | 14.28 | 14.63 | 14.92 | 15.15 | 15.44 | 240 | 0.101 | 0.086 | 1
2025-06-27 18:00 | 6 | 18 | 13.48 | 14.1 | 14.55 | 14.92 | 15.22 | 15.6 | 241 | 0.088 | 0.11 | 1
2025-06-27 19:00 | 6 | 19 | 14.28 | 14.96 | 15.46 | 15.85 | 16.19 | 16.61 | 220 | 0.102 | 0.114 | 1
2025-06-27 20:00 | 6 | 20 | 13.17 | 13.75 | 14.18 | 14.53 | 14.81 | 15.17 | 223 | 0.071 | 0.107 | 0
2025-06-27 21:00 | 6 | 21 | 11.33 | 11.88 | 12.29 | 12.61 | 12.88 | 13.22 | 214 | 0.07 | 0.117 | 1
2025-06-27 22:00 | 6 | 22 | 10.1 | 10.7 | 11.14 | 11.5 | 11.8 | 12.17 | 206 | 0.108 | 0.141 | 1
2025-06-27 23:00 | 6 | 23 | 10.99 | 11.69 | 12.22 | 12.65 | 13.01 | 13.47 | 208 | 0.103 | 0.154 | 1
2025-06-28 00:00 | 6 | 0 | 11.21 | 11.96 | 12.53 | 12.99 | 13.38 | 13.86 | 213 | 0.068 | 0.161 | 1
2025-06-28 01:00 | 6 | 1 | 11.68 | 12.52 | 13.15 | 13.66 | 14.1 | 14.65 | 239 | 0.09 | 0.171 | 1
2025-06-28 02:00 | 6 | 2 | 11.3 | 12.13 | 12.76 | 13.26 | 13.69 | 14.24 | 229 | 0.082 | 0.175 | 1
2025-06-28 03:00 | 6 | 3 | 10.49 | 11.25 | 11.82 | 12.28 | 12.67 | 13.17 | 235 | 0.091 | 0.172 | 1
2025-06-28 04:00 | 6 | 4 | 11.07 | 11.87 | 12.47 | 12.96 | 13.38 | 13.9 | 245 | 0.092 | 0.173 | 1
2025-06-28 05:00 | 6 | 5 | 11.72 | 12.45 | 13 | 13.44 | 13.81 | 14.28 | 231 | 0.122 | 0.149 | 1
2025-06-28 06:00 | 6 | 6 | 11.87 | 12.49 | 12.94 | 13.31 | 13.61 | 14 | 238 | 0.104 | 0.124 | 1
2025-06-28 07:00 | 6 | 7 | 10.56 | 11.1 | 11.5 | 11.82 | 12.09 | 12.42 | 245 | 0.114 | 0.123 | 1
2025-06-28 08:00 | 6 | 8 | 12.79 | 13.28 | 13.64 | 13.93 | 14.16 | 14.46 | 237 | 0.088 | 0.093 | 1
2025-06-28 09:00 | 6 | 9 | 13.82 | 14.34 | 14.72 | 15.02 | 15.27 | 15.58 | 254 | 0.08 | 0.091 | 1
2025-06-28 10:00 | 6 | 10 | 13.81 | 14.27 | 14.6 | 14.86 | 15.08 | 15.35 | 256 | 0.082 | 0.08 | 1
2025-06-28 11:00 | 6 | 11 | 14.29 | 14.74 | 15.07 | 15.33 | 15.55 | 15.82 | 248 | 0.08 | 0.077 | 1
2025-06-28 12:00 | 6 | 12 | 14.6 | 15 | 15.3 | 15.53 | 15.73 | 15.97 | 241 | 0.079 | 0.068 | 1
2025-06-28 13:00 | 6 | 13 | 14.58 | 15.09 | 15.45 | 15.74 | 15.98 | 16.28 | 242 | 0.111 | 0.083 | 1
2025-06-28 14:00 | 6 | 14 | 13.04 | 13.55 | 13.94 | 14.24 | 14.49 | 14.81 | 253 | 0.072 | 0.096 | 0
2025-06-28 15:00 | 6 | 15 | 12.66 | 13.09 | 13.4 | 13.65 | 13.86 | 14.11 | 262 | 0.078 | 0.082 | 1
2025-06-28 16:00 | 6 | 16 | 11.78 | 12.17 | 12.45 | 12.67 | 12.85 | 13.08 | 254 | 0.077 | 0.079 | 1
2025-06-28 17:00 | 6 | 17 | 11.94 | 12.36 | 12.67 | 12.92 | 13.12 | 13.37 | 256 | 0.101 | 0.086 | 1
2025-06-28 18:00 | 6 | 18 | 12.54 | 12.96 | 13.26 | 13.5 | 13.69 | 13.94 | 252 | 0.098 | 0.08 | 1
2025-06-28 19:00 | 6 | 19 | 13.93 | 14.45 | 14.83 | 15.13 | 15.38 | 15.7 | 241 | 0.087 | 0.091 | 1
2025-06-28 20:00 | 6 | 20 | 11.45 | 11.9 | 12.24 | 12.5 | 12.72 | 13 | 234 | 0.096 | 0.096 | 1
2025-06-28 21:00 | 6 | 21 | 11.45 | 11.95 | 12.31 | 12.6 | 12.84 | 13.15 | 233 | 0.096 | 0.104 | 1
2025-06-28 22:00 | 6 | 22 | 10.04 | 10.58 | 10.98 | 11.3 | 11.57 | 11.91 | 237 | 0.128 | 0.129 | 1
2025-06-28 23:00 | 6 | 23 | 9.96 | 10.53 | 10.95 | 11.29 | 11.58 | 11.93 | 234 | 0.103 | 0.137 | 1
2025-06-29 00:00 | 6 | 0 | 10.87 | 11.55 | 12.06 | 12.47 | 12.81 | 13.25 | 244 | 0.089 | 0.15 | 1
2025-06-29 01:00 | 6 | 1 | 10.05 | 10.74 | 11.26 | 11.68 | 12.03 | 12.48 | 243 | 0.083 | 0.164 | 1
2025-06-29 02:00 | 6 | 2 | 10.86 | 11.53 | 12.04 | 12.44 | 12.79 | 13.22 | 251 | 0.1 | 0.149 | 1
2025-06-29 03:00 | 6 | 3 | 10.53 | 11.08 | 11.49 | 11.81 | 12.09 | 12.43 | 242 | 0.086 | 0.126 | 1
2025-06-29 04:00 | 6 | 4 | 10.3 | 10.77 | 11.12 | 11.4 | 11.64 | 11.93 | 249 | 0.063 | 0.111 | 1
2025-06-29 05:00 | 6 | 5 | 10.28 | 10.77 | 11.14 | 11.43 | 11.67 | 11.98 | 251 | 0.11 | 0.116 | 1
2025-06-29 06:00 | 6 | 6 | 9.95 | 10.39 | 10.71 | 10.97 | 11.18 | 11.45 | 256 | 0.106 | 0.106 | 1
2025-06-29 07:00 | 6 | 7 | 8.94 | 9.36 | 9.68 | 9.93 | 10.14 | 10.41 | 258 | 0.088 | 0.116 | 1
2025-06-29 08:00 | 6 | 8 | 8.29 | 8.65 | 8.91 | 9.12 | 9.3 | 9.52 | 258 | 0.104 | 0.105 | 1
2025-06-29 09:00 | 6 | 9 | 8.27 | 8.66 | 8.95 | 9.18 | 9.37 | 9.61 | 265 | 0.09 | 0.113 | 1
2025-06-29 10:00 | 6 | 10 | 8.89 | 9.24 | 9.51 | 9.71 | 9.89 | 10.1 | 274 | 0.117 | 0.097 | 1
2025-06-29 11:00 | 6 | 11 | 7.69 | 7.94 | 8.13 | 8.28 | 8.4 | 8.55 | 282 | 0.115 | 0.08 | 1
2025-06-29 12:00 | 6 | 12 | 7.35 | 7.62 | 7.82 | 7.98 | 8.11 | 8.28 | 269 | 0.112 | 0.09 | 1
2025-06-29 13:00 | 6 | 13 | 6.91 | 7.16 | 7.34 | 7.48 | 7.6 | 7.75 | 276 | 0.084 | 0.087 | 1
2025-06-29 14:00 | 6 | 14 | 7.57 | 7.84 | 8.03 | 8.18 | 8.31 | 8.47 | 280 | 0.097 | 0.085 | 1
2025-06-29 15:00 | 6 | 15 | 8.07 | 8.31 | 8.49 | 8.63 | 8.75 | 8.89 | 272 | 0.128 | 0.073 | 1
2025-06-29 16:00 | 6 | 16 | 8.01 | 8.21 | 8.36 | 8.48 | 8.58 | 8.7 | 266 | 0.077 | 0.063 | 1
2025-06-29 17:00 | 6 | 17 | 9.26 | 9.51 | 9.69 | 9.84 | 9.96 | 10.1 | 252 | 0.116 | 0.066 | 1
2025-06-29 18:00 | 6 | 18 | 9.03 | 9.34 | 9.57 | 9.76 | 9.91 | 10.1 | 259 | 0.11 | 0.085 | 1
2025-06-29 19:00 | 6 | 19 | 8.24 | 8.57 | 8.81 | 9 | 9.16 | 9.36 | 255 | 0.124 | 0.096 | 1
2025-06-29 20:00 | 6 | 20 | 7.52 | 7.86 | 8.11 | 8.3 | 8.47 | 8.68 | 259 | 0.132 | 0.109 | 1
2025-06-29 21:00 | 6 | 21 | 7.94 | 8.32 | 8.6 | 8.82 | 9.01 | 9.24 | 243 | 0.111 | 0.115 | 1
2025-06-29 22:00 | 6 | 22 | 7.82 | 8.25 | 8.57 | 8.83 | 9.05 | 9.32 | 244 | 0.121 | 0.134 | 1
2025-06-29 23:00 | 6 | 23 | 9.09 | 9.64 | 10.04 | 10.37 | 10.64 | 10.99 | 242 | 0.105 | 0.143 | 1
2025-06-30 00:00 | 6 | 0 | 9.24 | 9.78 | 10.17 | 10.49 | 10.76 | 11.09 | 250 | 0.077 | 0.138 | 1
2025-06-30 01:00 | 6 | 1 | 8.99 | 9.52 | 9.91 | 10.23 | 10.49 | 10.82 | 250 | 0.104 | 0.14 | 1
2025-06-30 02:00 | 6 | 2 | 9.52 | 10.13 | 10.58 | 10.94 | 11.25 | 11.64 | 257 | 0.093 | 0.152 | 1
2025-06-30 03:00 | 6 | 3 | 9.54 | 10.15 | 10.6 | 10.97 | 11.28 | 11.67 | 254 | 0.094 | 0.153 | 1
2025-06-30 04:00 | 6 | 4 | 9.32 | 9.86 | 10.25 | 10.57 | 10.84 | 11.18 | 252 | 0.101 | 0.137 | 1
2025-06-30 05:00 | 6 | 5 | 8.55 | 9.07 | 9.45 | 9.76 | 10.02 | 10.34 | 241 | 0.095 | 0.144 | 1
2025-06-30 06:00 | 6 | 6 | 8.88 | 9.38 | 9.75 | 10.05 | 10.3 | 10.61 | 253 | 0.12 | 0.135 | 1
2025-06-30 07:00 | 6 | 7 | 8.91 | 9.38 | 9.73 | 10.01 | 10.25 | 10.54 | 240 | 0.109 | 0.128 | 1
2025-06-30 08:00 | 6 | 8 | 9.04 | 9.48 | 9.81 | 10.07 | 10.29 | 10.57 | 244 | 0.104 | 0.119 | 1
2025-06-30 09:00 | 6 | 9 | 9.76 | 10.2 | 10.53 | 10.79 | 11.01 | 11.28 | 258 | 0.091 | 0.11 | 1
2025-06-30 10:00 | 6 | 10 | 9.97 | 10.38 | 10.68 | 10.93 | 11.13 | 11.38 | 245 | 0.115 | 0.101 | 1
2025-06-30 11:00 | 6 | 11 | 10.98 | 11.46 | 11.81 | 12.09 | 12.33 | 12.62 | 258 | 0.093 | 0.105 | 1
2025-06-30 12:00 | 6 | 12 | 11.12 | 11.54 | 11.85 | 12.09 | 12.29 | 12.55 | 266 | 0.094 | 0.091 | 1
2025-06-30 13:00 | 6 | 13 | 10.26 | 10.54 | 10.75 | 10.91 | 11.04 | 11.21 | 257 | 0.101 | 0.067 | 1
2025-06-30 14:00 | 6 | 14 | 9.13 | 9.28 | 9.39 | 9.47 | 9.54 | 9.63 | 262 | 0.098 | 0.04 | 1
2025-06-30 15:00 | 6 | 15 | 8.99 | 9.15 | 9.27 | 9.36 | 9.43 | 9.53 | 250 | 0.078 | 0.043 | 1
2025-06-30 16:00 | 6 | 16 | 8.34 | 8.48 | 8.59 | 8.67 | 8.73 | 8.82 | 246 | 0.125 | 0.042 | 1
2025-06-30 17:00 | 6 | 17 | 9.19 | 9.38 | 9.52 | 9.63 | 9.72 | 9.83 | 261 | 0.096 | 0.051 | 1
2025-06-30 18:00 | 6 | 18 | 9.48 | 9.76 | 9.96 | 10.11 | 10.24 | 10.41 | 247 | 0.082 | 0.07 | 1
2025-06-30 19:00 | 6 | 19 | 9.67 | 9.98 | 10.2 | 10.38 | 10.53 | 10.72 | 245 | 0.112 | 0.078 | 1
2025-06-30 20:00 | 6 | 20 | 9.02 | 9.25 | 9.42 | 9.56 | 9.67 | 9.8 | 256 | 0.146 | 0.063 | 1
2025-06-30 21:00 | 6 | 21 | 9.11 | 9.42 | 9.66 | 9.84 | 9.99 | 10.18 | 264 | 0.095 | 0.084 | 1
2025-06-30 22:00 | 6 | 22 | 9.62 | 9.97 | 10.22 | 10.42 | 10.59 | 10.8 | 250 | 0.118 | 0.087 | 1
2025-06-30 23:00 | 6 | 23 | 9.03 | 9.44 | 9.73 | 9.97 | 10.17 | 10.41 | 247 | 0.092 | 0.107 | 1
2025-07-01 00:00 | 7 | 0 | 10.15 | 10.64 | 11.01 | 11.3 | 11.54 | 11.85 | 258 | 0.101 | 0.117 | 1
2025-07-01 01:00 | 7 | 1 | 9.65 | 10.08 | 10.4 | 10.66 | 10.87 | 11.13 | 261 | 0.103 | 0.108 | 1
2025-07-01 02:00 | 7 | 2 | 8.11 | 8.44 | 8.69 | 8.89 | 9.05 | 9.25 | 249 | 0.106 | 0.1 | 1
2025-07-01 03:00 | 7 | 3 | 8.63 | 8.98 | 9.23 | 9.44 | 9.6 | 9.82 | 246 | 0.113 | 0.097 | 1
2025-07-01 04:00 | 7 | 4 | 8.23 | 8.53 | 8.75 | 8.93 | 9.07 | 9.26 | 252 | 0.103 | 0.089 | 1
2025-07-01 05:00 | 7 | 5 | 9.09 | 9.39 | 9.61 | 9.78 | 9.92 | 10.1 | 259 | 0.099 | 0.08 | 1
2025-07-01 06:00 | 7 | 6 | 7.14 | 7.4 | 7.59 | 7.74 | 7.87 | 8.03 | 270 | 0.084 | 0.089 | 1
2025-07-01 07:00 | 7 | 7 | 7.62 | 7.87 | 8.05 | 8.2 | 8.32 | 8.47 | 265 | 0.091 | 0.08 | 1
2025-07-01 08:00 | 7 | 8 | 7.16 | 7.44 | 7.64 | 7.79 | 7.93 | 8.09 | 266 | 0.073 | 0.092 | 1
2025-07-01 09:00 | 7 | 9 | 8.31 | 8.68 | 8.95 | 9.16 | 9.34 | 9.56 | 275 | 0.103 | 0.106 | 1
2025-07-01 10:00 | 7 | 10 | 8.34 | 8.65 | 8.88 | 9.06 | 9.21 | 9.4 | 270 | 0.104 | 0.091 | 1
2025-07-01 11:00 | 7 | 11 | 9.26 | 9.64 | 9.92 | 10.14 | 10.32 | 10.55 | 268 | 0.064 | 0.099 | 1
2025-07-01 12:00 | 7 | 12 | 10.44 | 10.9 | 11.25 | 11.52 | 11.75 | 12.03 | 275 | 0.115 | 0.108 | 1
2025-07-01 13:00 | 7 | 13 | 10.32 | 10.78 | 11.13 | 11.4 | 11.63 | 11.91 | 273 | 0.083 | 0.109 | 1
2025-07-01 14:00 | 7 | 14 | 10.04 | 10.44 | 10.74 | 10.97 | 11.16 | 11.41 | 276 | 0.097 | 0.097 | 1
2025-07-01 15:00 | 7 | 15 | 11.32 | 11.76 | 12.09 | 12.35 | 12.57 | 12.84 | 286 | 0.086 | 0.096 | 1
2025-07-01 16:00 | 7 | 16 | 9.43 | 9.93 | 10.3 | 10.6 | 10.85 | 11.16 | 292 | 0.073 | 0.128 | 1
2025-07-01 17:00 | 7 | 17 | 8.92 | 9.35 | 9.68 | 9.94 | 10.15 | 10.42 | 293 | 0.107 | 0.118 | 1
2025-07-01 18:00 | 7 | 18 | 10.1 | 10.6 | 10.97 | 11.26 | 11.51 | 11.82 | 287 | 0.103 | 0.119 | 1
2025-07-01 19:00 | 7 | 19 | 9.19 | 9.72 | 10.12 | 10.44 | 10.7 | 11.04 | 283 | 0.095 | 0.139 | 1
2025-07-01 20:00 | 7 | 20 | 7.95 | 8.38 | 8.7 | 8.95 | 9.17 | 9.44 | 281 | 0.105 | 0.13 | 1
2025-07-01 21:00 | 7 | 21 | 7.12 | 7.58 | 7.93 | 8.21 | 8.45 | 8.75 | 269 | 0.128 | 0.156 | 1
2025-07-01 22:00 | 7 | 22 | 6.91 | 7.38 | 7.73 | 8.02 | 8.25 | 8.56 | 268 | 0.066 | 0.162 | 1
2025-07-01 23:00 | 7 | 23 | 7.32 | 7.8 | 8.15 | 8.44 | 8.69 | 8.99 | 254 | 0.109 | 0.156 | 1
2025-07-02 00:00 | 7 | 0 | 7.55 | 8.03 | 8.39 | 8.68 | 8.93 | 9.24 | 246 | 0.066 | 0.152 | 1
2025-07-02 01:00 | 7 | 1 | 7.15 | 7.61 | 7.96 | 8.24 | 8.48 | 8.77 | 246 | 0.116 | 0.155 | 1
2025-07-02 02:00 | 7 | 2 | 8.54 | 9.04 | 9.41 | 9.7 | 9.95 | 10.27 | 249 | 0.083 | 0.14 | 1
2025-07-02 03:00 | 7 | 3 | 8.83 | 9.31 | 9.66 | 9.95 | 10.19 | 10.49 | 255 | 0.092 | 0.13 | 1
2025-07-02 04:00 | 7 | 4 | 7.46 | 7.87 | 8.17 | 8.42 | 8.62 | 8.88 | 258 | 0.109 | 0.132 | 1
2025-07-02 05:00 | 7 | 5 | 9.03 | 9.52 | 9.88 | 10.17 | 10.42 | 10.72 | 253 | 0.094 | 0.13 | 1
2025-07-02 06:00 | 7 | 6 | 7.89 | 8.29 | 8.58 | 8.82 | 9.01 | 9.26 | 255 | 0.12 | 0.122 | 1
2025-07-02 07:00 | 7 | 7 | 9.08 | 9.54 | 9.88 | 10.16 | 10.39 | 10.68 | 257 | 0.085 | 0.123 | 1
2025-07-02 08:00 | 7 | 8 | 8.68 | 9.06 | 9.35 | 9.57 | 9.76 | 10 | 260 | 0.091 | 0.107 | 1
2025-07-02 09:00 | 7 | 9 | 7.56 | 7.91 | 8.16 | 8.36 | 8.53 | 8.74 | 262 | 0.087 | 0.109 | 1
2025-07-02 10:00 | 7 | 10 | 9.66 | 10.06 | 10.36 | 10.59 | 10.79 | 11.03 | 270 | 0.086 | 0.1 | 1
2025-07-02 11:00 | 7 | 11 | 10.07 | 10.43 | 10.7 | 10.91 | 11.08 | 11.3 | 264 | 0.093 | 0.088 | 1
2025-07-02 12:00 | 7 | 12 | 8.34 | 8.55 | 8.71 | 8.84 | 8.94 | 9.07 | 271 | 0.089 | 0.064 | 1
2025-07-02 13:00 | 7 | 13 | 7.44 | 7.64 | 7.78 | 7.9 | 7.99 | 8.11 | 260 | 0.11 | 0.065 | 1
2025-07-02 14:00 | 7 | 14 | 7.17 | 7.33 | 7.45 | 7.55 | 7.63 | 7.73 | 261 | 0.113 | 0.057 | 1
2025-07-02 15:00 | 7 | 15 | 6.68 | 6.85 | 6.98 | 7.08 | 7.16 | 7.26 | 274 | 0.087 | 0.064 | 1
2025-07-02 16:00 | 7 | 16 | 8.13 | 8.31 | 8.44 | 8.55 | 8.63 | 8.74 | 272 | 0.107 | 0.055 | 1
2025-07-02 17:00 | 7 | 17 | 9.05 | 9.27 | 9.42 | 9.54 | 9.64 | 9.76 | 274 | 0.11 | 0.057 | 1
2025-07-02 18:00 | 7 | 18 | 9.74 | 10.04 | 10.26 | 10.43 | 10.57 | 10.74 | 268 | 0.098 | 0.074 | 1
2025-07-02 19:00 | 7 | 19 | 8.46 | 8.76 | 8.98 | 9.16 | 9.3 | 9.49 | 264 | 0.107 | 0.086 | 1
2025-07-02 20:00 | 7 | 20 | 9.5 | 9.87 | 10.13 | 10.35 | 10.52 | 10.74 | 268 | 0.11 | 0.093 | 1
2025-07-02 21:00 | 7 | 21 | 9.7 | 10.19 | 10.54 | 10.83 | 11.07 | 11.37 | 270 | 0.112 | 0.12 | 1
2025-07-02 22:00 | 7 | 22 | 9.87 | 10.38 | 10.76 | 11.06 | 11.32 | 11.63 | 279 | 0.082 | 0.124 | 1
2025-07-02 23:00 | 7 | 23 | 8.6 | 9.1 | 9.47 | 9.77 | 10.03 | 10.35 | 291 | 0.091 | 0.14 | 1
2025-07-03 00:00 | 7 | 0 | 9.12 | 9.63 | 10.02 | 10.33 | 10.58 | 10.91 | 295 | 0.078 | 0.136 | 1
2025-07-03 01:00 | 7 | 1 | 9.29 | 9.75 | 10.1 | 10.37 | 10.6 | 10.89 | 290 | 0.118 | 0.12 | 1
2025-07-03 02:00 | 7 | 2 | 10.11 | 10.66 | 11.07 | 11.4 | 11.67 | 12.02 | 293 | 0.108 | 0.131 | 1
2025-07-03 03:00 | 7 | 3 | 11.33 | 11.96 | 12.43 | 12.81 | 13.12 | 13.52 | 292 | 0.099 | 0.134 | 1
2025-07-03 04:00 | 7 | 4 | 13.05 | 13.79 | 14.33 | 14.77 | 15.13 | 15.59 | 296 | 0.102 | 0.135 | 1
2025-07-03 05:00 | 7 | 5 | 14.01 | 14.67 | 15.16 | 15.55 | 15.87 | 16.28 | 285 | 0.082 | 0.114 | 1
2025-07-03 06:00 | 7 | 6 | 15.64 | 16.44 | 17.02 | 17.5 | 17.89 | 18.39 | 279 | 0.103 | 0.122 | 1
2025-07-03 07:00 | 7 | 7 | 15.5 | 16.26 | 16.82 | 17.27 | 17.64 | 18.11 | 271 | 0.075 | 0.118 | 1
2025-07-03 08:00 | 7 | 8 | 16.12 | 16.92 | 17.5 | 17.97 | 18.36 | 18.86 | 269 | 0.1 | 0.118 | 1
2025-07-03 09:00 | 7 | 9 | 15.5 | 16.23 | 16.77 | 17.21 | 17.57 | 18.02 | 275 | 0.106 | 0.114 | 1
2025-07-03 10:00 | 7 | 10 | 15.64 | 16.39 | 16.94 | 17.38 | 17.75 | 18.22 | 274 | 0.106 | 0.116 | 1
2025-07-03 11:00 | 7 | 11 | 14.95 | 15.69 | 16.24 | 16.67 | 17.04 | 17.49 | 256 | 0.099 | 0.119 | 1
2025-07-03 12:00 | 7 | 12 | 14.23 | 14.83 | 15.27 | 15.63 | 15.92 | 16.29 | 245 | 0.064 | 0.102 | 1
2025-07-03 13:00 | 7 | 13 | 14.03 | 14.72 | 15.22 | 15.62 | 15.96 | 16.38 | 247 | 0.071 | 0.117 | 1
2025-07-03 14:00 | 7 | 14 | 11.9 | 12.47 | 12.88 | 13.22 | 13.5 | 13.85 | 252 | 0.123 | 0.115 | 1
2025-07-03 15:00 | 7 | 15 | 10.31 | 10.78 | 11.13 | 11.4 | 11.63 | 11.92 | 255 | 0.094 | 0.11 | 1
2025-07-03 16:00 | 7 | 16 | 9.55 | 9.96 | 10.27 | 10.51 | 10.71 | 10.96 | 271 | 0.08 | 0.104 | 1
2025-07-03 17:00 | 7 | 17 | 10.32 | 10.74 | 11.05 | 11.29 | 11.5 | 11.75 | 270 | 0.095 | 0.098 | 1
2025-07-03 18:00 | 7 | 18 | 9.56 | 9.94 | 10.22 | 10.44 | 10.63 | 10.86 | 267 | 0.108 | 0.097 | 1
2025-07-03 19:00 | 7 | 19 | 9.96 | 10.37 | 10.68 | 10.92 | 11.12 | 11.37 | 261 | 0.109 | 0.1 | 1
2025-07-03 20:00 | 7 | 20 | 9.99 | 10.47 | 10.83 | 11.11 | 11.35 | 11.64 | 265 | 0.102 | 0.116 | 1
2025-07-03 21:00 | 7 | 21 | 10.7 | 11.26 | 11.67 | 12 | 12.28 | 12.63 | 262 | 0.115 | 0.125 | 1
2025-07-03 22:00 | 7 | 22 | 9.58 | 10.1 | 10.5 | 10.81 | 11.07 | 11.4 | 263 | 0.121 | 0.132 | 1
2025-07-03 23:00 | 7 | 23 | 8.98 | 9.54 | 9.96 | 10.3 | 10.59 | 10.95 | 259 | 0.097 | 0.15 | 1
2025-07-04 00:00 | 7 | 0 | 10.14 | 10.79 | 11.27 | 11.66 | 11.99 | 12.41 | 254 | 0.095 | 0.152 | 1
2025-07-04 01:00 | 7 | 1 | 7.93 | 8.44 | 8.82 | 9.13 | 9.39 | 9.72 | 258 | 0.096 | 0.154 | 1
2025-07-04 02:00 | 7 | 2 | 8.62 | 9.19 | 9.62 | 9.97 | 10.26 | 10.62 | 258 | 0.088 | 0.158 | 1
2025-07-04 03:00 | 7 | 3 | 9.94 | 10.57 | 11.05 | 11.44 | 11.76 | 12.17 | 253 | 0.1 | 0.153 | 1
2025-07-04 04:00 | 7 | 4 | 9.97 | 10.67 | 11.19 | 11.62 | 11.98 | 12.43 | 256 | 0.085 | 0.167 | 1
2025-07-04 05:00 | 7 | 5 | 10.97 | 11.7 | 12.24 | 12.68 | 13.05 | 13.52 | 256 | 0.092 | 0.158 | 1
2025-07-04 06:00 | 7 | 6 | 11.21 | 11.89 | 12.39 | 12.8 | 13.14 | 13.57 | 255 | 0.107 | 0.144 | 1
2025-07-04 07:00 | 7 | 7 | 12.17 | 12.9 | 13.44 | 13.87 | 14.24 | 14.7 | 253 | 0.099 | 0.143 | 1
2025-07-04 08:00 | 7 | 8 | 12.56 | 13.17 | 13.63 | 14 | 14.3 | 14.69 | 241 | 0.106 | 0.119 | 1
2025-07-04 09:00 | 7 | 9 | 11.44 | 11.87 | 12.19 | 12.44 | 12.64 | 12.9 | 245 | 0.088 | 0.091 | 1
2025-07-04 10:00 | 7 | 10 | 11.59 | 11.93 | 12.18 | 12.38 | 12.54 | 12.74 | 248 | 0.113 | 0.071 | 1
2025-07-04 11:00 | 7 | 11 | 11.66 | 11.96 | 12.17 | 12.34 | 12.48 | 12.65 | 246 | 0.099 | 0.061 | 1
2025-07-04 12:00 | 7 | 12 | 8.83 | 9.09 | 9.29 | 9.44 | 9.57 | 9.73 | 242 | 0.106 | 0.073 | 1
2025-07-04 13:00 | 7 | 13 | 9.26 | 9.55 | 9.76 | 9.92 | 10.06 | 10.23 | 232 | 0.079 | 0.075 | 1
2025-07-04 14:00 | 7 | 14 | 8.62 | 8.96 | 9.21 | 9.4 | 9.57 | 9.77 | 230 | 0.113 | 0.095 | 1
2025-07-04 15:00 | 7 | 15 | 10.21 | 10.61 | 10.9 | 11.13 | 11.32 | 11.56 | 234 | 0.089 | 0.094 | 1
2025-07-04 16:00 | 7 | 16 | 10.6 | 11.04 | 11.36 | 11.62 | 11.83 | 12.1 | 225 | 0.088 | 0.1 | 1
2025-07-04 17:00 | 7 | 17 | 10.48 | 10.9 | 11.21 | 11.45 | 11.66 | 11.92 | 227 | 0.099 | 0.097 | 1
2025-07-04 18:00 | 7 | 18 | 9.53 | 9.87 | 10.11 | 10.31 | 10.47 | 10.67 | 241 | 0.086 | 0.085 | 1
2025-07-04 19:00 | 7 | 19 | 9.26 | 9.61 | 9.87 | 10.08 | 10.25 | 10.47 | 243 | 0.052 | 0.093 | 1
2025-07-04 20:00 | 7 | 20 | 9.87 | 10.28 | 10.58 | 10.82 | 11.02 | 11.27 | 240 | 0.104 | 0.1 | 1
2025-07-04 21:00 | 7 | 21 | 7.77 | 8.18 | 8.49 | 8.73 | 8.93 | 9.19 | 241 | 0.099 | 0.127 | 1
2025-07-04 22:00 | 7 | 22 | 8.3 | 8.74 | 9.07 | 9.33 | 9.55 | 9.83 | 242 | 0.142 | 0.128 | 1
2025-07-04 23:00 | 7 | 23 | 8.66 | 9.16 | 9.53 | 9.83 | 10.08 | 10.39 | 243 | 0.097 | 0.138 | 1
2025-07-05 00:00 | 7 | 0 | 9.92 | 10.58 | 11.07 | 11.46 | 11.8 | 12.22 | 250 | 0.113 | 0.157 | 1
2025-07-05 01:00 | 7 | 1 | 10.3 | 10.95 | 11.44 | 11.84 | 12.17 | 12.59 | 244 | 0.095 | 0.152 | 1
2025-07-05 02:00 | 7 | 2 | 10.58 | 11.27 | 11.79 | 12.21 | 12.56 | 13.01 | 250 | 0.107 | 0.157 | 1
2025-07-05 03:00 | 7 | 3 | 10.54 | 11.26 | 11.81 | 12.25 | 12.62 | 13.09 | 249 | 0.136 | 0.164 | 1
2025-07-05 04:00 | 7 | 4 | 13.38 | 14.28 | 14.96 | 15.5 | 15.97 | 16.55 | 256 | 0.126 | 0.161 | 1
2025-07-05 05:00 | 7 | 5 | 14.28 | 15.13 | 15.77 | 16.28 | 16.71 | 17.25 | 263 | 0.096 | 0.143 | 1
2025-07-05 06:00 | 7 | 6 | 13.72 | 14.51 | 15.1 | 15.57 | 15.96 | 16.46 | 269 | 0.084 | 0.138 | 1
2025-07-05 07:00 | 7 | 7 | 14.19 | 15.06 | 15.71 | 16.24 | 16.68 | 17.24 | 263 | 0.097 | 0.148 | 1
2025-07-05 08:00 | 7 | 8 | 12.7 | 13.5 | 14.1 | 14.58 | 14.99 | 15.5 | 259 | 0.112 | 0.151 | 1
2025-07-05 09:00 | 7 | 9 | 12.84 | 13.64 | 14.24 | 14.73 | 15.13 | 15.65 | 264 | 0.082 | 0.15 | 1
2025-07-05 10:00 | 7 | 10 | 11.26 | 11.93 | 12.43 | 12.83 | 13.17 | 13.6 | 266 | 0.104 | 0.143 | 0
2025-07-05 11:00 | 7 | 11 | 14.1 | 14.91 | 15.52 | 16 | 16.41 | 16.92 | 263 | 0.123 | 0.138 | 0
2025-07-05 12:00 | 7 | 12 | 14.12 | 14.94 | 15.55 | 16.04 | 16.45 | 16.97 | 253 | 0.083 | 0.139 | 1
2025-07-05 13:00 | 7 | 13 | 15.52 | 16.37 | 17 | 17.5 | 17.92 | 18.46 | 259 | 0.102 | 0.131 | 1
2025-07-05 14:00 | 7 | 14 | 14.44 | 15.11 | 15.61 | 16 | 16.33 | 16.74 | 264 | 0.09 | 0.112 | 1
2025-07-05 15:00 | 7 | 15 | 14 | 14.71 | 15.24 | 15.67 | 16.02 | 16.47 | 279 | 0.053 | 0.123 | 1
2025-07-05 16:00 | 7 | 16 | 12.4 | 13.09 | 13.61 | 14.02 | 14.36 | 14.8 | 284 | 0.106 | 0.133 | 1
2025-07-05 17:00 | 7 | 17 | 13.96 | 14.72 | 15.29 | 15.74 | 16.12 | 16.6 | 281 | 0.096 | 0.131 | 1
2025-07-05 18:00 | 7 | 18 | 12.98 | 13.7 | 14.24 | 14.68 | 15.04 | 15.5 | 270 | 0.092 | 0.134 | 1
2025-07-05 19:00 | 7 | 19 | 10.85 | 11.44 | 11.88 | 12.23 | 12.52 | 12.89 | 258 | 0.119 | 0.13 | 1
2025-07-05 20:00 | 7 | 20 | 10.01 | 10.54 | 10.93 | 11.24 | 11.51 | 11.84 | 258 | 0.098 | 0.127 | 1
2025-07-05 21:00 | 7 | 21 | 8.82 | 9.32 | 9.69 | 9.98 | 10.23 | 10.55 | 255 | 0.091 | 0.135 | 1
2025-07-05 22:00 | 7 | 22 | 7.42 | 7.88 | 8.22 | 8.49 | 8.73 | 9.02 | 258 | 0.096 | 0.148 | 1
2025-07-05 23:00 | 7 | 23 | 8.29 | 8.79 | 9.15 | 9.45 | 9.7 | 10.01 | 279 | 0.103 | 0.143 | 1
2025-07-06 00:00 | 7 | 0 | 8.51 | 8.98 | 9.32 | 9.6 | 9.84 | 10.13 | 282 | 0.115 | 0.132 | 1
2025-07-06 01:00 | 7 | 1 | 9.66 | 10.21 | 10.63 | 10.96 | 11.24 | 11.59 | 273 | 0.093 | 0.138 | 1
2025-07-06 02:00 | 7 | 2 | 9.8 | 10.4 | 10.85 | 11.21 | 11.52 | 11.9 | 298 | 0.076 | 0.148 | 1
2025-07-06 03:00 | 7 | 3 | 8.25 | 8.77 | 9.16 | 9.48 | 9.75 | 10.08 | 290 | 0.107 | 0.152 | 1
2025-07-06 04:00 | 7 | 4 | 8.12 | 8.59 | 8.94 | 9.22 | 9.45 | 9.75 | 275 | 0.1 | 0.139 | 1
2025-07-06 05:00 | 7 | 5 | 7.21 | 7.61 | 7.91 | 8.15 | 8.35 | 8.6 | 267 | 0.096 | 0.133 | 1
2025-07-06 06:00 | 7 | 6 | 6.59 | 6.98 | 7.26 | 7.49 | 7.69 | 7.93 | 265 | 0.103 | 0.14 | 1
2025-07-06 07:00 | 7 | 7 | 7.88 | 8.32 | 8.65 | 8.91 | 9.13 | 9.41 | 271 | 0.117 | 0.135 | 1
2025-07-06 08:00 | 7 | 8 | 7.72 | 8.08 | 8.35 | 8.56 | 8.74 | 8.96 | 269 | 0.129 | 0.112 | 1
2025-07-06 09:00 | 7 | 9 | 8.53 | 8.91 | 9.19 | 9.42 | 9.61 | 9.84 | 258 | 0.097 | 0.108 | 1
2025-07-06 10:00 | 7 | 10 | 6.73 | 6.95 | 7.1 | 7.23 | 7.33 | 7.46 | 246 | 0.11 | 0.078 | 1
2025-07-06 11:00 | 7 | 11 | 6.05 | 6.25 | 6.4 | 6.52 | 6.62 | 6.74 | 249 | 0.115 | 0.081 | 1
2025-07-06 12:00 | 7 | 12 | 6.19 | 6.42 | 6.59 | 6.72 | 6.83 | 6.96 | 255 | 0.104 | 0.089 | 1
2025-07-06 13:00 | 7 | 13 | 8.02 | 8.29 | 8.49 | 8.64 | 8.78 | 8.94 | 266 | 0.094 | 0.082 | 1
2025-07-06 14:00 | 7 | 14 | 8.51 | 8.72 | 8.87 | 8.98 | 9.08 | 9.2 | 251 | 0.1 | 0.059 | 1
2025-07-06 15:00 | 7 | 15 | 7.37 | 7.52 | 7.63 | 7.71 | 7.79 | 7.87 | 257 | 0.099 | 0.05 | 1
2025-07-06 16:00 | 7 | 16 | 8.58 | 8.77 | 8.92 | 9.03 | 9.12 | 9.24 | 265 | 0.087 | 0.056 | 1
2025-07-06 17:00 | 7 | 17 | 9.92 | 10.18 | 10.37 | 10.53 | 10.65 | 10.81 | 256 | 0.096 | 0.065 | 1
2025-07-06 18:00 | 7 | 18 | 11.46 | 11.8 | 12.04 | 12.23 | 12.39 | 12.59 | 259 | 0.114 | 0.071 | 1
2025-07-06 19:00 | 7 | 19 | 9.51 | 9.83 | 10.07 | 10.25 | 10.41 | 10.6 | 262 | 0.092 | 0.083 | 1
2025-07-06 20:00 | 7 | 20 | 7.85 | 8.1 | 8.28 | 8.43 | 8.55 | 8.7 | 254 | 0.098 | 0.077 | 1
2025-07-06 21:00 | 7 | 21 | 10.13 | 10.41 | 10.62 | 10.78 | 10.92 | 11.08 | 244 | 0.118 | 0.068 | 1
2025-07-06 22:00 | 7 | 22 | 12 | 12.27 | 12.47 | 12.63 | 12.76 | 12.92 | 243 | 0.104 | 0.056 | 1
2025-07-06 23:00 | 7 | 23 | 13.53 | 13.92 | 14.2 | 14.43 | 14.62 | 14.85 | 251 | 0.104 | 0.07 | 1
2025-07-07 00:00 | 7 | 0 | 15.04 | 15.49 | 15.82 | 16.08 | 16.3 | 16.56 | 252 | 0.103 | 0.073 | 1
2025-07-07 01:00 | 7 | 1 | 15.14 | 15.74 | 16.18 | 16.53 | 16.82 | 17.18 | 250 | 0.096 | 0.095 | 1
2025-07-07 02:00 | 7 | 2 | 16.88 | 17.54 | 18.03 | 18.41 | 18.73 | 19.13 | 238 | 0.097 | 0.094 | 1
2025-07-07 03:00 | 7 | 3 | 17.48 | 18.01 | 18.4 | 18.71 | 18.97 | 19.28 | 244 | 0.087 | 0.074 | 1
2025-07-07 04:00 | 7 | 4 | 14.33 | 14.8 | 15.15 | 15.43 | 15.65 | 15.94 | 260 | 0.115 | 0.081 | 1
2025-07-07 05:00 | 7 | 5 | 14.05 | 14.62 | 15.03 | 15.35 | 15.63 | 15.97 | 275 | 0.094 | 0.096 | 1
2025-07-07 06:00 | 7 | 6 | 13.48 | 14.03 | 14.45 | 14.77 | 15.04 | 15.39 | 266 | 0.073 | 0.1 | 1
2025-07-07 07:00 | 7 | 7 | 14.25 | 14.85 | 15.29 | 15.64 | 15.93 | 16.29 | 266 | 0.087 | 0.101 | 1
2025-07-07 08:00 | 7 | 8 | 14.66 | 15.19 | 15.58 | 15.88 | 16.14 | 16.46 | 268 | 0.081 | 0.088 | 1
2025-07-07 09:00 | 7 | 9 | 14.53 | 14.99 | 15.32 | 15.58 | 15.8 | 16.07 | 260 | 0.098 | 0.076 | 1
2025-07-07 10:00 | 7 | 10 | 15.21 | 15.66 | 15.99 | 16.25 | 16.46 | 16.73 | 266 | 0.097 | 0.072 | 1
2025-07-07 11:00 | 7 | 11 | 15.44 | 15.89 | 16.22 | 16.48 | 16.7 | 16.97 | 257 | 0.09 | 0.072 | 1
2025-07-07 12:00 | 7 | 12 | 17.1 | 17.5 | 17.8 | 18.03 | 18.22 | 18.45 | 252 | 0.106 | 0.058 | 1
2025-07-07 13:00 | 7 | 13 | 15.01 | 15.42 | 15.72 | 15.96 | 16.16 | 16.4 | 253 | 0.103 | 0.067 | 1
2025-07-07 14:00 | 7 | 14 | 16.09 | 16.59 | 16.96 | 17.25 | 17.49 | 17.78 | 250 | 0.109 | 0.076 | 1
2025-07-07 15:00 | 7 | 15 | 16.14 | 16.61 | 16.95 | 17.22 | 17.44 | 17.72 | 247 | 0.096 | 0.071 | 1
2025-07-07 16:00 | 7 | 16 | 14.97 | 15.35 | 15.62 | 15.83 | 16.01 | 16.23 | 261 | 0.098 | 0.061 | 1
2025-07-07 17:00 | 7 | 17 | 15.91 | 16.31 | 16.6 | 16.82 | 17.01 | 17.24 | 257 | 0.096 | 0.061 | 1
2025-07-07 18:00 | 7 | 18 | 16.37 | 16.73 | 16.99 | 17.19 | 17.36 | 17.57 | 243 | 0.102 | 0.054 | 1
2025-07-07 19:00 | 7 | 19 | 15.45 | 15.89 | 16.21 | 16.46 | 16.67 | 16.93 | 242 | 0.07 | 0.069 | 1
2025-07-07 20:00 | 7 | 20 | 12.36 | 12.73 | 13 | 13.22 | 13.39 | 13.62 | 241 | 0.092 | 0.073 | 1
2025-07-07 21:00 | 7 | 21 | 13.4 | 13.81 | 14.11 | 14.34 | 14.54 | 14.79 | 238 | 0.098 | 0.075 | 1
2025-07-07 22:00 | 7 | 22 | 10.98 | 11.39 | 11.69 | 11.93 | 12.12 | 12.37 | 232 | 0.077 | 0.09 | 1
2025-07-07 23:00 | 7 | 23 | 10.84 | 11.23 | 11.52 | 11.74 | 11.93 | 12.17 | 231 | 0.09 | 0.087 | 1
2025-07-08 00:00 | 7 | 0 | 9.98 | 10.46 | 10.82 | 11.11 | 11.35 | 11.65 | 235 | 0.117 | 0.117 | 1
2025-07-08 01:00 | 7 | 1 | 8.96 | 9.35 | 9.64 | 9.87 | 10.07 | 10.31 | 235 | 0.107 | 0.106 | 1
2025-07-08 02:00 | 7 | 2 | 8.67 | 9.06 | 9.36 | 9.59 | 9.78 | 10.03 | 228 | 0.131 | 0.111 | 1
2025-07-08 03:00 | 7 | 3 | 7.25 | 7.62 | 7.9 | 8.12 | 8.3 | 8.53 | 236 | 0.11 | 0.123 | 1
2025-07-08 04:00 | 7 | 4 | 4.88 | 5.16 | 5.36 | 5.52 | 5.66 | 5.84 | 240 | 0.122 | 0.135 | 1
2025-07-08 05:00 | 7 | 5 | 3.82 | 4.03 | 4.18 | 4.31 | 4.41 | 4.54 | 235 | 0.141 | 0.13 | 1
2025-07-08 06:00 | 7 | 6 | 5.71 | 5.95 | 6.13 | 6.27 | 6.39 | 6.53 | 248 | 0.118 | 0.102 | 1
2025-07-08 07:00 | 7 | 7 | 6.82 | 7.04 | 7.21 | 7.33 | 7.44 | 7.57 | 246 | 0.126 | 0.079 | 1
2025-07-08 08:00 | 7 | 8 | 10.69 | 11.03 | 11.28 | 11.47 | 11.63 | 11.83 | 254 | 0.107 | 0.077 | 1
2025-07-08 09:00 | 7 | 9 | 10.41 | 10.76 | 11.01 | 11.21 | 11.38 | 11.59 | 258 | 0.094 | 0.082 | 1
2025-07-08 10:00 | 7 | 10 | 10.66 | 11.02 | 11.28 | 11.48 | 11.65 | 11.87 | 251 | 0.084 | 0.081 | 1
2025-07-08 11:00 | 7 | 11 | 9.87 | 10.24 | 10.5 | 10.71 | 10.89 | 11.11 | 250 | 0.093 | 0.089 | 1
2025-07-08 12:00 | 7 | 12 | 9.45 | 9.79 | 10.04 | 10.23 | 10.4 | 10.6 | 251 | 0.102 | 0.088 | 1
2025-07-08 13:00 | 7 | 13 | 8.3 | 8.6 | 8.81 | 8.98 | 9.13 | 9.3 | 259 | 0.097 | 0.086 | 1
2025-07-08 14:00 | 7 | 14 | 8.84 | 9.1 | 9.29 | 9.44 | 9.56 | 9.71 | 265 | 0.108 | 0.071 | 1
2025-07-08 15:00 | 7 | 15 | 10.13 | 10.4 | 10.59 | 10.74 | 10.86 | 11.02 | 262 | 0.1 | 0.063 | 1
2025-07-08 16:00 | 7 | 16 | 10.17 | 10.43 | 10.62 | 10.77 | 10.89 | 11.05 | 265 | 0.101 | 0.063 | 1
2025-07-08 17:00 | 7 | 17 | 8 | 8.22 | 8.38 | 8.51 | 8.61 | 8.75 | 265 | 0.089 | 0.068 | 1
2025-07-08 18:00 | 7 | 18 | 6.97 | 7.15 | 7.29 | 7.39 | 7.48 | 7.59 | 273 | 0.108 | 0.065 | 1
2025-07-08 19:00 | 7 | 19 | 6.08 | 6.26 | 6.39 | 6.49 | 6.57 | 6.68 | 273 | 0.147 | 0.07 | 1
2025-07-08 20:00 | 7 | 20 | 6.51 | 6.76 | 6.93 | 7.08 | 7.19 | 7.34 | 279 | 0.106 | 0.091 | 1
2025-07-08 21:00 | 7 | 21 | 7.92 | 8.31 | 8.6 | 8.83 | 9.02 | 9.26 | 277 | 0.131 | 0.118 | 1
2025-07-08 22:00 | 7 | 22 | 8.73 | 9.2 | 9.54 | 9.82 | 10.05 | 10.34 | 282 | 0.121 | 0.128 | 1
2025-07-08 23:00 | 7 | 23 | 9.3 | 9.81 | 10.19 | 10.5 | 10.76 | 11.08 | 277 | 0.095 | 0.132 | 1
2025-07-09 00:00 | 7 | 0 | 8.59 | 9.07 | 9.43 | 9.72 | 9.96 | 10.27 | 272 | 0.122 | 0.135 | 1
2025-07-09 01:00 | 7 | 1 | 7.73 | 8.12 | 8.41 | 8.63 | 8.83 | 9.07 | 270 | 0.111 | 0.121 | 1
2025-07-09 02:00 | 7 | 2 | 8.85 | 9.33 | 9.68 | 9.96 | 10.2 | 10.49 | 273 | 0.071 | 0.129 | 1
2025-07-09 03:00 | 7 | 3 | 8.79 | 9.28 | 9.65 | 9.95 | 10.2 | 10.51 | 258 | 0.112 | 0.135 | 1
2025-07-09 04:00 | 7 | 4 | 7.64 | 8.11 | 8.46 | 8.75 | 8.99 | 9.29 | 265 | 0.077 | 0.148 | 1
2025-07-09 05:00 | 7 | 5 | 7.86 | 8.39 | 8.79 | 9.11 | 9.38 | 9.72 | 257 | 0.108 | 0.16 | 1
2025-07-09 06:00 | 7 | 6 | 7.23 | 7.71 | 8.07 | 8.36 | 8.6 | 8.91 | 260 | 0.107 | 0.159 | 1
2025-07-09 07:00 | 7 | 7 | 6.57 | 6.95 | 7.23 | 7.45 | 7.64 | 7.87 | 255 | 0.119 | 0.136 | 1
2025-07-09 08:00 | 7 | 8 | 6.08 | 6.42 | 6.67 | 6.87 | 7.04 | 7.25 | 264 | 0.091 | 0.133 | 1
2025-07-09 09:00 | 7 | 9 | 7.75 | 8.24 | 8.59 | 8.88 | 9.13 | 9.43 | 270 | 0.081 | 0.148 | 1
2025-07-09 10:00 | 7 | 10 | 6.75 | 7.15 | 7.45 | 7.69 | 7.89 | 8.14 | 267 | 0.106 | 0.142 | 1
2025-07-09 11:00 | 7 | 11 | 5.11 | 5.41 | 5.62 | 5.8 | 5.95 | 6.13 | 253 | 0.109 | 0.137 | 1
2025-07-09 12:00 | 7 | 12 | 5.14 | 5.44 | 5.67 | 5.85 | 6 | 6.19 | 272 | 0.132 | 0.141 | 1
2025-07-09 13:00 | 7 | 13 | 8.42 | 8.81 | 9.1 | 9.33 | 9.52 | 9.77 | 271 | 0.109 | 0.112 | 1
2025-07-09 14:00 | 7 | 14 | 8.8 | 9.21 | 9.52 | 9.76 | 9.97 | 10.22 | 267 | 0.087 | 0.114 | 1
2025-07-09 15:00 | 7 | 15 | 8.88 | 9.25 | 9.52 | 9.73 | 9.91 | 10.14 | 249 | 0.121 | 0.1 | 1
2025-07-09 16:00 | 7 | 16 | 8.04 | 8.37 | 8.62 | 8.82 | 8.98 | 9.18 | 250 | 0.097 | 0.1 | 1
2025-07-09 17:00 | 7 | 17 | 9.84 | 10.23 | 10.51 | 10.73 | 10.91 | 11.14 | 239 | 0.111 | 0.094 | 1
2025-07-09 18:00 | 7 | 18 | 8.49 | 8.77 | 8.98 | 9.15 | 9.28 | 9.45 | 241 | 0.098 | 0.081 | 1
2025-07-09 19:00 | 7 | 19 | 7 | 7.22 | 7.38 | 7.5 | 7.61 | 7.74 | 261 | 0.126 | 0.076 | 1
2025-07-09 20:00 | 7 | 20 | 7.59 | 7.82 | 8 | 8.13 | 8.24 | 8.38 | 261 | 0.111 | 0.075 | 1
2025-07-09 21:00 | 7 | 21 | 8.28 | 8.61 | 8.86 | 9.05 | 9.22 | 9.42 | 253 | 0.106 | 0.098 | 1
2025-07-09 22:00 | 7 | 22 | 10 | 10.41 | 10.71 | 10.95 | 11.15 | 11.4 | 259 | 0.11 | 0.099 | 1
2025-07-09 23:00 | 7 | 23 | 11.59 | 12.03 | 12.35 | 12.6 | 12.82 | 13.08 | 251 | 0.124 | 0.091 | 1
2025-07-10 00:00 | 7 | 0 | 9.85 | 10.18 | 10.43 | 10.62 | 10.78 | 10.98 | 250 | 0.095 | 0.082 | 1
2025-07-10 01:00 | 7 | 1 | 9.53 | 9.85 | 10.08 | 10.27 | 10.43 | 10.62 | 247 | 0.1 | 0.082 | 1
2025-07-10 02:00 | 7 | 2 | 11.62 | 11.97 | 12.22 | 12.42 | 12.58 | 12.78 | 256 | 0.078 | 0.072 | 1
2025-07-10 03:00 | 7 | 3 | 13.26 | 13.62 | 13.89 | 14.1 | 14.28 | 14.49 | 256 | 0.084 | 0.067 | 1
2025-07-10 04:00 | 7 | 4 | 13.45 | 13.89 | 14.21 | 14.47 | 14.68 | 14.94 | 243 | 0.081 | 0.08 | 1
2025-07-10 05:00 | 7 | 5 | 13 | 13.5 | 13.86 | 14.15 | 14.39 | 14.69 | 246 | 0.096 | 0.093 | 1
2025-07-10 06:00 | 7 | 6 | 15.03 | 15.57 | 15.97 | 16.28 | 16.55 | 16.87 | 251 | 0.101 | 0.087 | 1
2025-07-10 07:00 | 7 | 7 | 14.99 | 15.41 | 15.72 | 15.97 | 16.17 | 16.42 | 256 | 0.092 | 0.069 | 1
2025-07-10 08:00 | 7 | 8 | 13.23 | 13.68 | 14.01 | 14.27 | 14.48 | 14.75 | 262 | 0.076 | 0.082 | 1
2025-07-10 09:00 | 7 | 9 | 13.85 | 14.37 | 14.75 | 15.06 | 15.31 | 15.62 | 258 | 0.104 | 0.091 | 1
2025-07-10 10:00 | 7 | 10 | 15.09 | 15.65 | 16.05 | 16.38 | 16.65 | 16.98 | 255 | 0.08 | 0.09 | 1
2025-07-10 11:00 | 7 | 11 | 15.8 | 16.36 | 16.77 | 17.09 | 17.36 | 17.69 | 271 | 0.072 | 0.085 | 1
2025-07-10 12:00 | 7 | 12 | 17.43 | 18.1 | 18.6 | 18.99 | 19.32 | 19.72 | 269 | 0.117 | 0.094 | 1
2025-07-10 13:00 | 7 | 13 | 17.74 | 18.49 | 19.04 | 19.47 | 19.83 | 20.29 | 270 | 0.088 | 0.101 | 1
2025-07-10 14:00 | 7 | 14 | 17.4 | 18.18 | 18.76 | 19.22 | 19.6 | 20.08 | 262 | 0.104 | 0.108 | 1
2025-07-10 15:00 | 7 | 15 | 18.12 | 19 | 19.65 | 20.17 | 20.61 | 21.15 | 264 | 0.072 | 0.117 | 1
2025-07-10 16:00 | 7 | 16 | 17.12 | 17.99 | 18.64 | 19.16 | 19.59 | 20.14 | 258 | 0.092 | 0.123 | 1
2025-07-10 17:00 | 7 | 17 | 17.47 | 18.4 | 19.09 | 19.65 | 20.11 | 20.7 | 250 | 0.08 | 0.128 | 1
2025-07-10 18:00 | 7 | 18 | 17.37 | 18.42 | 19.21 | 19.84 | 20.37 | 21.04 | 267 | 0.07 | 0.145 | 1
2025-07-10 19:00 | 7 | 19 | 16.89 | 18.05 | 18.92 | 19.62 | 20.21 | 20.96 | 243 | 0.082 | 0.164 | 1
2025-07-10 20:00 | 7 | 20 | 16.6 | 17.8 | 18.69 | 19.42 | 20.04 | 20.82 | 247 | 0.094 | 0.171 | 1
2025-07-10 21:00 | 7 | 21 | 15.14 | 16.08 | 16.78 | 17.34 | 17.81 | 18.41 | 243 | 0.102 | 0.148 | 1
2025-07-10 22:00 | 7 | 22 | 14.51 | 15.43 | 16.12 | 16.67 | 17.14 | 17.73 | 253 | 0.094 | 0.151 | 1
2025-07-10 23:00 | 7 | 23 | 12.83 | 13.63 | 14.22 | 14.7 | 15.1 | 15.61 | 251 | 0.087 | 0.148 | 1
2025-07-11 00:00 | 7 | 0 | 10.78 | 11.53 | 12.09 | 12.55 | 12.94 | 13.43 | 245 | 0.107 | 0.166 | 1
2025-07-11 01:00 | 7 | 1 | 9.12 | 9.72 | 10.18 | 10.55 | 10.86 | 11.25 | 243 | 0.121 | 0.159 | 1
2025-07-11 02:00 | 7 | 2 | 7.47 | 7.93 | 8.28 | 8.57 | 8.8 | 9.1 | 241 | 0.092 | 0.15 | 1
2025-07-11 03:00 | 7 | 3 | 9.65 | 10.24 | 10.69 | 11.05 | 11.35 | 11.73 | 252 | 0.123 | 0.147 | 1
2025-07-11 04:00 | 7 | 4 | 9.64 | 10.25 | 10.72 | 11.09 | 11.4 | 11.8 | 261 | 0.101 | 0.153 | 1
2025-07-11 05:00 | 7 | 5 | 9.25 | 9.85 | 10.31 | 10.67 | 10.98 | 11.37 | 275 | 0.086 | 0.156 | 1
2025-07-11 06:00 | 7 | 6 | 10.19 | 10.85 | 11.34 | 11.74 | 12.08 | 12.5 | 271 | 0.084 | 0.155 | 1
2025-07-11 07:00 | 7 | 7 | 9.82 | 10.43 | 10.88 | 11.25 | 11.55 | 11.94 | 283 | 0.119 | 0.148 | 1
2025-07-11 08:00 | 7 | 8 | 9.24 | 9.74 | 10.11 | 10.41 | 10.66 | 10.97 | 283 | 0.097 | 0.13 | 1
2025-07-11 09:00 | 7 | 9 | 9.88 | 10.34 | 10.67 | 10.94 | 11.17 | 11.45 | 276 | 0.112 | 0.111 | 1
2025-07-11 10:00 | 7 | 10 | 9.84 | 10.33 | 10.7 | 10.99 | 11.23 | 11.54 | 264 | 0.1 | 0.12 | 1
2025-07-11 11:00 | 7 | 11 | 9.17 | 9.72 | 10.13 | 10.46 | 10.74 | 11.09 | 268 | 0.114 | 0.144 | 1
2025-07-11 12:00 | 7 | 12 | 10.64 | 11.26 | 11.72 | 12.08 | 12.39 | 12.78 | 279 | 0.111 | 0.139 | 1
2025-07-11 13:00 | 7 | 13 | 11.77 | 12.35 | 12.77 | 13.11 | 13.39 | 13.74 | 275 | 0.07 | 0.117 | 1
2025-07-11 14:00 | 7 | 14 | 11.17 | 11.67 | 12.04 | 12.34 | 12.58 | 12.89 | 270 | 0.086 | 0.109 | 1
2025-07-11 15:00 | 7 | 15 | 9.52 | 9.88 | 10.14 | 10.35 | 10.52 | 10.74 | 273 | 0.12 | 0.091 | 1
2025-07-11 16:00 | 7 | 16 | 6.42 | 6.71 | 6.91 | 7.08 | 7.21 | 7.38 | 271 | 0.084 | 0.105 | 1
2025-07-11 17:00 | 7 | 17 | 7.67 | 7.95 | 8.16 | 8.32 | 8.46 | 8.63 | 272 | 0.135 | 0.09 | 1
2025-07-11 18:00 | 7 | 18 | 7.34 | 7.65 | 7.87 | 8.05 | 8.2 | 8.39 | 266 | 0.13 | 0.101 | 1
2025-07-11 19:00 | 7 | 19 | 7.63 | 7.95 | 8.18 | 8.37 | 8.52 | 8.72 | 262 | 0.1 | 0.101 | 1
2025-07-11 20:00 | 7 | 20 | 8.06 | 8.43 | 8.7 | 8.92 | 9.1 | 9.32 | 262 | 0.09 | 0.11 | 1
2025-07-11 21:00 | 7 | 21 | 8.18 | 8.66 | 9.02 | 9.3 | 9.54 | 9.85 | 249 | 0.076 | 0.14 | 1
2025-07-11 22:00 | 7 | 22 | 8.2 | 8.69 | 9.06 | 9.36 | 9.6 | 9.92 | 240 | 0.087 | 0.144 | 1
2025-07-11 23:00 | 7 | 23 | 7.7 | 8.18 | 8.53 | 8.82 | 9.06 | 9.36 | 235 | 0.124 | 0.148 | 1
2025-07-12 00:00 | 7 | 0 | 8.47 | 8.99 | 9.38 | 9.7 | 9.96 | 10.3 | 244 | 0.099 | 0.148 | 1
2025-07-12 01:00 | 7 | 1 | 7.78 | 8.26 | 8.61 | 8.9 | 9.13 | 9.44 | 246 | 0.138 | 0.146 | 1
2025-07-12 02:00 | 7 | 2 | 6.9 | 7.32 | 7.63 | 7.88 | 8.09 | 8.36 | 249 | 0.098 | 0.145 | 1
2025-07-12 03:00 | 7 | 3 | 7.47 | 7.94 | 8.29 | 8.58 | 8.82 | 9.12 | 242 | 0.103 | 0.151 | 1
2025-07-12 04:00 | 7 | 4 | 6.23 | 6.59 | 6.87 | 7.09 | 7.27 | 7.5 | 243 | 0.106 | 0.141 | 1
2025-07-12 05:00 | 7 | 5 | 6.94 | 7.34 | 7.63 | 7.86 | 8.06 | 8.31 | 240 | 0.116 | 0.136 | 1
2025-07-12 06:00 | 7 | 6 | 5.26 | 5.54 | 5.75 | 5.92 | 6.06 | 6.23 | 244 | 0.106 | 0.129 | 1
2025-07-12 07:00 | 7 | 7 | 6.34 | 6.61 | 6.82 | 6.98 | 7.11 | 7.28 | 247 | 0.126 | 0.105 | 1
2025-07-12 08:00 | 7 | 8 | 6.15 | 6.4 | 6.59 | 6.74 | 6.87 | 7.02 | 262 | 0.13 | 0.1 | 1
2025-07-12 09:00 | 7 | 9 | 5.38 | 5.59 | 5.74 | 5.87 | 5.97 | 6.1 | 274 | 0.089 | 0.094 | 1
2025-07-12 10:00 | 7 | 10 | 5.44 | 5.66 | 5.82 | 5.95 | 6.06 | 6.19 | 253 | 0.117 | 0.099 | 1
2025-07-12 11:00 | 7 | 11 | 6.39 | 6.65 | 6.85 | 7 | 7.13 | 7.3 | 252 | 0.118 | 0.101 | 1
2025-07-12 12:00 | 7 | 12 | 4.53 | 4.73 | 4.88 | 5 | 5.1 | 5.22 | 250 | 0.139 | 0.107 | 1
2025-07-12 13:00 | 7 | 13 | 4.15 | 4.36 | 4.52 | 4.64 | 4.75 | 4.88 | 250 | 0.148 | 0.123 | 1
2025-07-12 14:00 | 7 | 14 | 5.53 | 5.82 | 6.03 | 6.2 | 6.34 | 6.52 | 253 | 0.1 | 0.125 | 1
2025-07-12 15:00 | 7 | 15 | 6.48 | 6.78 | 7 | 7.18 | 7.33 | 7.52 | 260 | 0.132 | 0.113 | 1
2025-07-12 16:00 | 7 | 16 | 6.47 | 6.76 | 6.97 | 7.13 | 7.27 | 7.45 | 267 | 0.093 | 0.106 | 1
2025-07-12 17:00 | 7 | 17 | 4.7 | 4.91 | 5.06 | 5.19 | 5.29 | 5.42 | 265 | 0.125 | 0.107 | 1
2025-07-12 18:00 | 7 | 18 | 5.94 | 6.18 | 6.37 | 6.51 | 6.63 | 6.78 | 275 | 0.087 | 0.101 | 1
2025-07-12 19:00 | 7 | 19 | 5.59 | 5.87 | 6.08 | 6.25 | 6.39 | 6.57 | 266 | 0.132 | 0.123 | 1
2025-07-12 20:00 | 7 | 20 | 5.8 | 6.16 | 6.42 | 6.64 | 6.82 | 7.05 | 248 | 0.124 | 0.147 | 1
2025-07-12 21:00 | 7 | 21 | 6.75 | 7.16 | 7.46 | 7.7 | 7.9 | 8.15 | 241 | 0.075 | 0.142 | 1
2025-07-12 22:00 | 7 | 22 | 7.3 | 7.76 | 8.1 | 8.38 | 8.61 | 8.9 | 237 | 0.095 | 0.15 | 1
2025-07-12 23:00 | 7 | 23 | 7.8 | 8.33 | 8.73 | 9.05 | 9.32 | 9.67 | 228 | 0.1 | 0.163 | 1
2025-07-13 00:00 | 7 | 0 | 8.29 | 8.81 | 9.2 | 9.52 | 9.78 | 10.12 | 250 | 0.101 | 0.151 | 1
2025-07-13 01:00 | 7 | 1 | 8.15 | 8.67 | 9.06 | 9.37 | 9.64 | 9.97 | 270 | 0.129 | 0.152 | 1
2025-07-13 02:00 | 7 | 2 | 8.25 | 8.72 | 9.07 | 9.35 | 9.59 | 9.89 | 288 | 0.094 | 0.138 | 1
2025-07-13 03:00 | 7 | 3 | 6.42 | 6.79 | 7.07 | 7.3 | 7.49 | 7.73 | 280 | 0.098 | 0.141 | 1
2025-07-13 04:00 | 7 | 4 | 5.95 | 6.26 | 6.49 | 6.68 | 6.84 | 7.03 | 288 | 0.141 | 0.127 | 1
2025-07-13 05:00 | 7 | 5 | 6.96 | 7.27 | 7.51 | 7.69 | 7.85 | 8.04 | 288 | 0.123 | 0.11 | 1
2025-07-13 06:00 | 7 | 6 | 5.67 | 5.9 | 6.07 | 6.21 | 6.32 | 6.47 | 288 | 0.102 | 0.1 | 1
2025-07-13 07:00 | 7 | 7 | 5.83 | 6.04 | 6.2 | 6.32 | 6.42 | 6.55 | 278 | 0.127 | 0.087 | 1
2025-07-13 08:00 | 7 | 8 | 5.66 | 5.86 | 6.01 | 6.12 | 6.21 | 6.33 | 285 | 0.138 | 0.084 | 1
2025-07-13 09:00 | 7 | 9 | 6.28 | 6.52 | 6.7 | 6.84 | 6.96 | 7.1 | 286 | 0.121 | 0.093 | 1
2025-07-13 10:00 | 7 | 10 | 7.33 | 7.67 | 7.93 | 8.13 | 8.3 | 8.51 | 289 | 0.083 | 0.113 | 1
2025-07-13 11:00 | 7 | 11 | 6.19 | 6.51 | 6.74 | 6.92 | 7.08 | 7.27 | 283 | 0.097 | 0.121 | 1
2025-07-13 12:00 | 7 | 12 | 5.36 | 5.62 | 5.8 | 5.95 | 6.07 | 6.23 | 276 | 0.085 | 0.113 | 1
2025-07-13 13:00 | 7 | 13 | 7.66 | 7.98 | 8.21 | 8.39 | 8.55 | 8.74 | 262 | 0.139 | 0.1 | 1
2025-07-13 14:00 | 7 | 14 | 8.13 | 8.44 | 8.66 | 8.83 | 8.98 | 9.16 | 265 | 0.098 | 0.09 | 1
2025-07-13 15:00 | 7 | 15 | 8.32 | 8.69 | 8.96 | 9.18 | 9.36 | 9.59 | 262 | 0.1 | 0.107 | 1
2025-07-13 16:00 | 7 | 16 | 8.73 | 9.09 | 9.35 | 9.56 | 9.73 | 9.94 | 253 | 0.123 | 0.098 | 1
2025-07-13 17:00 | 7 | 17 | 7.67 | 8 | 8.24 | 8.44 | 8.6 | 8.81 | 264 | 0.103 | 0.105 | 1
2025-07-13 18:00 | 7 | 18 | 7.52 | 7.88 | 8.15 | 8.37 | 8.55 | 8.78 | 258 | 0.121 | 0.117 | 1
2025-07-13 19:00 | 7 | 19 | 8.89 | 9.4 | 9.78 | 10.09 | 10.35 | 10.67 | 269 | 0.123 | 0.138 | 1
2025-07-13 20:00 | 7 | 20 | 9.36 | 9.93 | 10.36 | 10.7 | 10.99 | 11.36 | 265 | 0.104 | 0.147 | 1
2025-07-13 21:00 | 7 | 21 | 9.84 | 10.42 | 10.86 | 11.21 | 11.51 | 11.88 | 268 | 0.103 | 0.143 | 1
2025-07-13 22:00 | 7 | 22 | 9.37 | 10.01 | 10.5 | 10.89 | 11.22 | 11.64 | 259 | 0.087 | 0.164 | 1
2025-07-13 23:00 | 7 | 23 | 6.82 | 7.3 | 7.67 | 7.96 | 8.21 | 8.52 | 263 | 0.133 | 0.168 | 0
2025-07-14 00:00 | 7 | 0 | 8.7 | 9.33 | 9.81 | 10.19 | 10.52 | 10.93 | 265 | 0.115 | 0.173 | 1
2025-07-14 01:00 | 7 | 1 | 10.41 | 11.08 | 11.59 | 12 | 12.34 | 12.77 | 266 | 0.101 | 0.155 | 1
2025-07-14 02:00 | 7 | 2 | 11.42 | 12.14 | 12.68 | 13.11 | 13.48 | 13.94 | 268 | 0.08 | 0.151 | 1
2025-07-14 03:00 | 7 | 3 | 10.56 | 11.21 | 11.69 | 12.08 | 12.4 | 12.82 | 256 | 0.095 | 0.146 | 1
2025-07-14 04:00 | 7 | 4 | 9.59 | 10.19 | 10.65 | 11.01 | 11.32 | 11.71 | 259 | 0.071 | 0.151 | 1
2025-07-14 05:00 | 7 | 5 | 9.7 | 10.26 | 10.69 | 11.03 | 11.31 | 11.67 | 260 | 0.1 | 0.14 | 1
2025-07-14 06:00 | 7 | 6 | 10.05 | 10.57 | 10.96 | 11.27 | 11.53 | 11.85 | 267 | 0.105 | 0.125 | 1
2025-07-14 07:00 | 7 | 7 | 12.07 | 12.62 | 13.03 | 13.36 | 13.63 | 13.98 | 270 | 0.083 | 0.111 | 1
2025-07-14 08:00 | 7 | 8 | 9.99 | 10.39 | 10.68 | 10.91 | 11.11 | 11.35 | 273 | 0.106 | 0.096 | 1
2025-07-14 09:00 | 7 | 9 | 10.41 | 10.79 | 11.07 | 11.29 | 11.47 | 11.7 | 281 | 0.091 | 0.089 | 1
2025-07-14 10:00 | 7 | 10 | 9.52 | 9.8 | 10.01 | 10.17 | 10.31 | 10.48 | 287 | 0.13 | 0.072 | 1
2025-07-14 11:00 | 7 | 11 | 11.9 | 12.31 | 12.62 | 12.86 | 13.06 | 13.31 | 277 | 0.096 | 0.085 | 1
2025-07-14 12:00 | 7 | 12 | 12.38 | 12.77 | 13.05 | 13.27 | 13.45 | 13.68 | 280 | 0.126 | 0.076 | 1
2025-07-14 13:00 | 7 | 13 | 10.33 | 10.63 | 10.84 | 11.01 | 11.15 | 11.32 | 275 | 0.125 | 0.069 | 1
2025-07-14 14:00 | 7 | 14 | 9.15 | 9.52 | 9.79 | 10 | 10.18 | 10.4 | 284 | 0.095 | 0.097 | 1
2025-07-14 15:00 | 7 | 15 | 9.44 | 9.84 | 10.14 | 10.38 | 10.58 | 10.83 | 303 | 0.093 | 0.104 | 1
2025-07-14 16:00 | 7 | 16 | 10.46 | 10.93 | 11.27 | 11.54 | 11.77 | 12.05 | 310 | 0.121 | 0.107 | 1
2025-07-14 17:00 | 7 | 17 | 11.74 | 12.28 | 12.68 | 12.99 | 13.26 | 13.59 | 310 | 0.068 | 0.111 | 1
2025-07-14 18:00 | 7 | 18 | 11.84 | 12.42 | 12.86 | 13.2 | 13.49 | 13.86 | 316 | 0.085 | 0.119 | 1
2025-07-14 19:00 | 7 | 19 | 12.87 | 13.44 | 13.87 | 14.2 | 14.49 | 14.84 | 320 | 0.081 | 0.108 | 0
2025-07-14 20:00 | 7 | 20 | 10.3 | 10.86 | 11.27 | 11.6 | 11.88 | 12.23 | 304 | 0.118 | 0.13 | 1
2025-07-14 21:00 | 7 | 21 | 8.24 | 8.73 | 9.1 | 9.4 | 9.64 | 9.96 | 295 | 0.114 | 0.143 | 1
2025-07-14 22:00 | 7 | 22 | 8.71 | 9.28 | 9.7 | 10.04 | 10.33 | 10.69 | 290 | 0.09 | 0.154 | 1
2025-07-14 23:00 | 7 | 23 | 8.01 | 8.57 | 9 | 9.34 | 9.63 | 9.99 | 300 | 0.111 | 0.167 | 1
2025-07-15 00:00 | 7 | 0 | 7.87 | 8.46 | 8.91 | 9.28 | 9.59 | 9.98 | 294 | 0.077 | 0.18 | 1
2025-07-15 01:00 | 7 | 1 | 6.62 | 7.12 | 7.49 | 7.79 | 8.04 | 8.37 | 293 | 0.136 | 0.177 | 1
2025-07-15 02:00 | 7 | 2 | 8.19 | 8.74 | 9.16 | 9.49 | 9.77 | 10.13 | 303 | 0.104 | 0.161 | 1
2025-07-15 03:00 | 7 | 3 | 8.17 | 8.74 | 9.17 | 9.52 | 9.82 | 10.19 | 286 | 0.113 | 0.167 | 1
2025-07-15 04:00 | 7 | 4 | 7.66 | 8.19 | 8.59 | 8.91 | 9.18 | 9.52 | 276 | 0.089 | 0.164 | 1
2025-07-15 05:00 | 7 | 5 | 8.66 | 9.17 | 9.55 | 9.85 | 10.11 | 10.43 | 262 | 0.096 | 0.141 | 1
2025-07-15 06:00 | 7 | 6 | 10.04 | 10.58 | 10.98 | 11.3 | 11.57 | 11.91 | 252 | 0.095 | 0.13 | 1
2025-07-15 07:00 | 7 | 7 | 9.71 | 10.2 | 10.56 | 10.85 | 11.1 | 11.4 | 244 | 0.105 | 0.121 | 1
2025-07-15 08:00 | 7 | 8 | 10.98 | 11.5 | 11.89 | 12.2 | 12.45 | 12.78 | 257 | 0.106 | 0.115 | 1
2025-07-15 09:00 | 7 | 9 | 9.77 | 10.18 | 10.47 | 10.71 | 10.91 | 11.16 | 266 | 0.118 | 0.1 | 1
2025-07-15 10:00 | 7 | 10 | 9.26 | 9.61 | 9.87 | 10.07 | 10.24 | 10.45 | 258 | 0.066 | 0.091 | 1
2025-07-15 11:00 | 7 | 11 | 9.02 | 9.38 | 9.65 | 9.87 | 10.04 | 10.26 | 258 | 0.104 | 0.098 | 1
2025-07-15 12:00 | 7 | 12 | 10.35 | 10.77 | 11.08 | 11.33 | 11.53 | 11.79 | 258 | 0.099 | 0.098 | 1
2025-07-15 13:00 | 7 | 13 | 9.62 | 10.07 | 10.4 | 10.67 | 10.89 | 11.17 | 267 | 0.097 | 0.113 | 1
2025-07-15 14:00 | 7 | 14 | 8.76 | 9.22 | 9.56 | 9.84 | 10.07 | 10.36 | 281 | 0.122 | 0.126 | 1
2025-07-15 15:00 | 7 | 15 | 8.92 | 9.35 | 9.66 | 9.91 | 10.12 | 10.38 | 293 | 0.102 | 0.114 | 1
2025-07-15 16:00 | 7 | 16 | 8.3 | 8.71 | 9.02 | 9.26 | 9.46 | 9.72 | 283 | 0.113 | 0.119 | 1
2025-07-15 17:00 | 7 | 17 | 7.46 | 7.8 | 8.05 | 8.25 | 8.42 | 8.63 | 300 | 0.116 | 0.11 | 1
2025-07-15 18:00 | 7 | 18 | 7.68 | 7.97 | 8.19 | 8.36 | 8.51 | 8.69 | 295 | 0.093 | 0.094 | 1
2025-07-15 19:00 | 7 | 19 | 6.17 | 6.39 | 6.55 | 6.67 | 6.78 | 6.91 | 303 | 0.121 | 0.085 | 1
2025-07-15 20:00 | 7 | 20 | 6.74 | 7.06 | 7.3 | 7.49 | 7.65 | 7.85 | 290 | 0.106 | 0.116 | 1
2025-07-15 21:00 | 7 | 21 | 6.52 | 6.86 | 7.11 | 7.3 | 7.47 | 7.68 | 271 | 0.088 | 0.123 | 1
2025-07-15 22:00 | 7 | 22 | 6.53 | 6.87 | 7.12 | 7.33 | 7.5 | 7.71 | 277 | 0.099 | 0.126 | 1
2025-07-15 23:00 | 7 | 23 | 6.07 | 6.42 | 6.68 | 6.89 | 7.07 | 7.29 | 277 | 0.106 | 0.139 | 1
2025-07-16 00:00 | 7 | 0 | 5.78 | 6.1 | 6.34 | 6.53 | 6.69 | 6.9 | 276 | 0.11 | 0.133 | 1
2025-07-16 01:00 | 7 | 1 | 6.1 | 6.44 | 6.69 | 6.89 | 7.06 | 7.27 | 266 | 0.111 | 0.133 | 1
2025-07-16 02:00 | 7 | 2 | 4.96 | 5.22 | 5.42 | 5.58 | 5.71 | 5.88 | 281 | 0.139 | 0.129 | 1
2025-07-16 03:00 | 7 | 3 | 6.57 | 6.93 | 7.21 | 7.42 | 7.61 | 7.84 | 275 | 0.095 | 0.133 | 1
2025-07-16 04:00 | 7 | 4 | 6 | 6.33 | 6.58 | 6.78 | 6.95 | 7.16 | 263 | 0.111 | 0.134 | 1
2025-07-16 05:00 | 7 | 5 | 6.65 | 7.08 | 7.4 | 7.66 | 7.88 | 8.15 | 256 | 0.146 | 0.154 | 1
2025-07-16 06:00 | 7 | 6 | 6.8 | 7.24 | 7.57 | 7.84 | 8.06 | 8.35 | 254 | 0.102 | 0.155 | 1
2025-07-16 07:00 | 7 | 7 | 7.84 | 8.26 | 8.56 | 8.8 | 9.01 | 9.26 | 248 | 0.108 | 0.126 | 1
2025-07-16 08:00 | 7 | 8 | 6.87 | 7.23 | 7.5 | 7.71 | 7.89 | 8.12 | 262 | 0.102 | 0.127 | 1
2025-07-16 09:00 | 7 | 9 | 8.14 | 8.6 | 8.95 | 9.23 | 9.46 | 9.75 | 269 | 0.106 | 0.137 | 1
2025-07-16 10:00 | 7 | 10 | 7.08 | 7.42 | 7.67 | 7.87 | 8.04 | 8.25 | 286 | 0.141 | 0.116 | 1
2025-07-16 11:00 | 7 | 11 | 6.74 | 7.05 | 7.28 | 7.46 | 7.61 | 7.8 | 292 | 0.116 | 0.111 | 1
2025-07-16 12:00 | 7 | 12 | 7.3 | 7.59 | 7.81 | 7.98 | 8.12 | 8.3 | 282 | 0.113 | 0.097 | 0
2025-07-16 13:00 | 7 | 13 | 7.9 | 8.22 | 8.46 | 8.65 | 8.8 | 9 | 283 | 0.114 | 0.099 | 1
2025-07-16 14:00 | 7 | 14 | 7.25 | 7.51 | 7.71 | 7.86 | 7.99 | 8.15 | 262 | 0.115 | 0.089 | 1
2025-07-16 15:00 | 7 | 15 | 7.19 | 7.43 | 7.6 | 7.74 | 7.85 | 7.99 | 270 | 0.101 | 0.08 | 1
2025-07-16 16:00 | 7 | 16 | 7.85 | 8.11 | 8.3 | 8.44 | 8.57 | 8.72 | 260 | 0.12 | 0.079 | 1
2025-07-16 17:00 | 7 | 17 | 7.36 | 7.57 | 7.73 | 7.85 | 7.95 | 8.08 | 261 | 0.101 | 0.071 | 1
2025-07-16 18:00 | 7 | 18 | 7.46 | 7.77 | 8 | 8.18 | 8.32 | 8.51 | 275 | 0.13 | 0.099 | 1
2025-07-16 19:00 | 7 | 19 | 7.58 | 7.93 | 8.19 | 8.4 | 8.57 | 8.79 | 270 | 0.087 | 0.112 | 1
2025-07-16 20:00 | 7 | 20 | 7.2 | 7.54 | 7.78 | 7.98 | 8.14 | 8.34 | 280 | 0.103 | 0.111 | 1
2025-07-16 21:00 | 7 | 21 | 6.62 | 6.93 | 7.16 | 7.34 | 7.49 | 7.68 | 285 | 0.112 | 0.113 | 1
2025-07-16 22:00 | 7 | 22 | 7.76 | 8.16 | 8.46 | 8.71 | 8.91 | 9.16 | 275 | 0.091 | 0.125 | 1
2025-07-16 23:00 | 7 | 23 | 7.06 | 7.5 | 7.83 | 8.09 | 8.32 | 8.6 | 271 | 0.116 | 0.149 | 1
2025-07-17 00:00 | 7 | 0 | 8.05 | 8.58 | 8.98 | 9.31 | 9.58 | 9.92 | 277 | 0.103 | 0.159 | 1
2025-07-17 01:00 | 7 | 1 | 9.71 | 10.24 | 10.64 | 10.96 | 11.23 | 11.56 | 278 | 0.104 | 0.132 | 1
2025-07-17 02:00 | 7 | 2 | 8.47 | 8.96 | 9.33 | 9.63 | 9.88 | 10.19 | 271 | 0.094 | 0.14 | 1
2025-07-17 03:00 | 7 | 3 | 8.14 | 8.62 | 8.98 | 9.26 | 9.51 | 9.81 | 278 | 0.115 | 0.141 | 1
2025-07-17 04:00 | 7 | 4 | 10.55 | 11.14 | 11.57 | 11.92 | 12.21 | 12.58 | 263 | 0.117 | 0.133 | 1
2025-07-17 05:00 | 7 | 5 | 13.03 | 13.66 | 14.13 | 14.5 | 14.81 | 15.2 | 275 | 0.05 | 0.116 | 1
2025-07-17 06:00 | 7 | 6 | 13.6 | 14.25 | 14.74 | 15.12 | 15.45 | 15.85 | 270 | 0.053 | 0.116 | 1
2025-07-17 07:00 | 7 | 7 | 13.61 | 14.24 | 14.7 | 15.07 | 15.37 | 15.76 | 268 | 0.084 | 0.111 | 1
2025-07-17 08:00 | 7 | 8 | 12.02 | 12.55 | 12.94 | 13.25 | 13.51 | 13.83 | 264 | 0.059 | 0.106 | 1
2025-07-17 09:00 | 7 | 9 | 11.73 | 12.26 | 12.65 | 12.96 | 13.22 | 13.54 | 277 | 0.084 | 0.109 | 1
2025-07-17 10:00 | 7 | 10 | 9.84 | 10.24 | 10.53 | 10.77 | 10.96 | 11.21 | 266 | 0.099 | 0.099 | 1
2025-07-17 11:00 | 7 | 11 | 10.28 | 10.63 | 10.89 | 11.1 | 11.27 | 11.48 | 266 | 0.12 | 0.084 | 1
2025-07-17 12:00 | 7 | 12 | 11.63 | 12 | 12.28 | 12.49 | 12.67 | 12.9 | 267 | 0.094 | 0.079 | 1
2025-07-17 13:00 | 7 | 13 | 11.52 | 11.82 | 12.04 | 12.21 | 12.36 | 12.54 | 271 | 0.099 | 0.064 | 1
2025-07-17 14:00 | 7 | 14 | 11.62 | 11.95 | 12.19 | 12.39 | 12.54 | 12.74 | 281 | 0.098 | 0.069 | 1
2025-07-17 15:00 | 7 | 15 | 8.87 | 9.08 | 9.23 | 9.34 | 9.44 | 9.56 | 281 | 0.097 | 0.057 | 1
2025-07-17 16:00 | 7 | 16 | 10.78 | 11.02 | 11.18 | 11.31 | 11.42 | 11.56 | 279 | 0.099 | 0.052 | 1
2025-07-17 17:00 | 7 | 17 | 11.11 | 11.32 | 11.47 | 11.59 | 11.69 | 11.81 | 277 | 0.11 | 0.046 | 1
2025-07-17 18:00 | 7 | 18 | 8.6 | 8.77 | 8.9 | 8.99 | 9.07 | 9.17 | 279 | 0.108 | 0.048 | 1
2025-07-17 19:00 | 7 | 19 | 8.97 | 9.19 | 9.35 | 9.47 | 9.57 | 9.7 | 273 | 0.087 | 0.059 | 1
2025-07-17 20:00 | 7 | 20 | 7.31 | 7.56 | 7.74 | 7.88 | 8 | 8.15 | 264 | 0.125 | 0.082 | 1
2025-07-17 21:00 | 7 | 21 | 7.23 | 7.53 | 7.74 | 7.91 | 8.05 | 8.23 | 268 | 0.118 | 0.098 | 1
2025-07-17 22:00 | 7 | 22 | 6.44 | 6.73 | 6.95 | 7.12 | 7.27 | 7.45 | 273 | 0.108 | 0.111 | 1
2025-07-17 23:00 | 7 | 23 | 6.91 | 7.2 | 7.42 | 7.59 | 7.73 | 7.91 | 270 | 0.105 | 0.102 | 1
2025-07-18 00:00 | 7 | 0 | 5.91 | 6.2 | 6.42 | 6.59 | 6.73 | 6.91 | 259 | 0.103 | 0.118 | 1
2025-07-18 01:00 | 7 | 1 | 6.43 | 6.8 | 7.07 | 7.28 | 7.47 | 7.7 | 268 | 0.104 | 0.136 | 1
2025-07-18 02:00 | 7 | 2 | 5.03 | 5.32 | 5.53 | 5.7 | 5.84 | 6.02 | 275 | 0.09 | 0.136 | 1
2025-07-18 03:00 | 7 | 3 | 6.42 | 6.76 | 7.02 | 7.22 | 7.39 | 7.61 | 273 | 0.1 | 0.128 | 1
2025-07-18 04:00 | 7 | 4 | 6.3 | 6.66 | 6.94 | 7.16 | 7.34 | 7.57 | 275 | 0.092 | 0.14 | 1
2025-07-18 05:00 | 7 | 5 | 5.92 | 6.23 | 6.46 | 6.64 | 6.8 | 6.99 | 268 | 0.09 | 0.126 | 1
2025-07-18 06:00 | 7 | 6 | 5.68 | 5.97 | 6.2 | 6.37 | 6.52 | 6.71 | 265 | 0.117 | 0.126 | 1
2025-07-18 07:00 | 7 | 7 | 5.73 | 5.99 | 6.19 | 6.34 | 6.47 | 6.63 | 267 | 0.116 | 0.11 | 1
2025-07-18 08:00 | 7 | 8 | 4.66 | 4.86 | 5.01 | 5.13 | 5.23 | 5.35 | 269 | 0.156 | 0.105 | 1
2025-07-18 09:00 | 7 | 9 | 4.29 | 4.45 | 4.57 | 4.66 | 4.74 | 4.83 | 272 | 0.1 | 0.089 | 1
2025-07-18 10:00 | 7 | 10 | 5.65 | 5.8 | 5.91 | 5.99 | 6.06 | 6.15 | 267 | 0.121 | 0.065 | 1
2025-07-18 11:00 | 7 | 11 | 5 | 5.17 | 5.29 | 5.39 | 5.48 | 5.58 | 256 | 0.125 | 0.083 | 1
2025-07-18 12:00 | 7 | 12 | 4.31 | 4.48 | 4.59 | 4.69 | 4.76 | 4.86 | 258 | 0.139 | 0.09 | 1
2025-07-18 13:00 | 7 | 13 | 5.16 | 5.37 | 5.53 | 5.66 | 5.76 | 5.89 | 261 | 0.129 | 0.1 | 1
2025-07-18 14:00 | 7 | 14 | 4.83 | 5.04 | 5.19 | 5.32 | 5.42 | 5.54 | 251 | 0.141 | 0.104 | 1
2025-07-18 15:00 | 7 | 15 | 5.57 | 5.78 | 5.94 | 6.06 | 6.16 | 6.28 | 253 | 0.119 | 0.091 | 1
2025-07-18 16:00 | 7 | 16 | 4.85 | 5.04 | 5.18 | 5.29 | 5.38 | 5.5 | 252 | 0.125 | 0.095 | 1
2025-07-18 17:00 | 7 | 17 | 4.99 | 5.2 | 5.35 | 5.47 | 5.58 | 5.7 | 255 | 0.136 | 0.102 | 1
2025-07-18 18:00 | 7 | 18 | 6.43 | 6.72 | 6.93 | 7.1 | 7.24 | 7.42 | 241 | 0.121 | 0.108 | 1
2025-07-18 19:00 | 7 | 19 | 7.36 | 7.72 | 7.99 | 8.2 | 8.38 | 8.6 | 251 | 0.091 | 0.117 | 1
2025-07-18 20:00 | 7 | 20 | 7.63 | 7.99 | 8.26 | 8.47 | 8.65 | 8.88 | 256 | 0.114 | 0.115 | 1
2025-07-18 21:00 | 7 | 21 | 5.74 | 6.03 | 6.24 | 6.42 | 6.56 | 6.74 | 264 | 0.09 | 0.122 | 1
2025-07-18 22:00 | 7 | 22 | 5.85 | 6.2 | 6.47 | 6.68 | 6.85 | 7.08 | 264 | 0.11 | 0.144 | 1
2025-07-18 23:00 | 7 | 23 | 5.72 | 6.08 | 6.34 | 6.56 | 6.74 | 6.97 | 259 | 0.117 | 0.149 | 1
2025-07-19 00:00 | 7 | 0 | 6.85 | 7.29 | 7.61 | 7.88 | 8.1 | 8.39 | 255 | 0.13 | 0.153 | 1
2025-07-19 01:00 | 7 | 1 | 6.6 | 7.01 | 7.32 | 7.57 | 7.78 | 8.04 | 248 | 0.127 | 0.149 | 1
2025-07-19 02:00 | 7 | 2 | 5.22 | 5.58 | 5.85 | 6.07 | 6.25 | 6.48 | 243 | 0.114 | 0.163 | 1
2025-07-19 03:00 | 7 | 3 | 4.57 | 4.87 | 5.1 | 5.28 | 5.44 | 5.63 | 253 | 0.13 | 0.157 | 1
2025-07-19 04:00 | 7 | 4 | 6.32 | 6.67 | 6.92 | 7.13 | 7.3 | 7.52 | 258 | 0.115 | 0.131 | 1
2025-07-19 05:00 | 7 | 5 | 9.14 | 9.63 | 10 | 10.29 | 10.54 | 10.85 | 261 | 0.081 | 0.13 | 1
2025-07-19 06:00 | 7 | 6 | 10.13 | 10.61 | 10.97 | 11.25 | 11.49 | 11.79 | 264 | 0.09 | 0.115 | 1
2025-07-19 07:00 | 7 | 7 | 9.53 | 9.97 | 10.29 | 10.55 | 10.76 | 11.03 | 285 | 0.093 | 0.111 | 1
2025-07-19 08:00 | 7 | 8 | 9.92 | 10.39 | 10.73 | 11.01 | 11.24 | 11.53 | 278 | 0.083 | 0.114 | 1
2025-07-19 09:00 | 7 | 9 | 11.09 | 11.6 | 11.98 | 12.28 | 12.54 | 12.85 | 277 | 0.107 | 0.112 | 1
2025-07-19 10:00 | 7 | 10 | 11.63 | 12.14 | 12.51 | 12.81 | 13.06 | 13.37 | 282 | 0.108 | 0.105 | 1
2025-07-19 11:00 | 7 | 11 | 9.18 | 9.56 | 9.84 | 10.06 | 10.24 | 10.47 | 271 | 0.101 | 0.099 | 1
2025-07-19 12:00 | 7 | 12 | 9.2 | 9.53 | 9.76 | 9.95 | 10.1 | 10.3 | 256 | 0.115 | 0.085 | 1
2025-07-19 13:00 | 7 | 13 | 10.17 | 10.45 | 10.65 | 10.8 | 10.93 | 11.09 | 253 | 0.091 | 0.066 | 1
2025-07-19 14:00 | 7 | 14 | 8.17 | 8.39 | 8.55 | 8.67 | 8.77 | 8.9 | 258 | 0.091 | 0.064 | 1
2025-07-19 15:00 | 7 | 15 | 9.67 | 9.96 | 10.18 | 10.34 | 10.48 | 10.66 | 255 | 0.088 | 0.073 | 1
2025-07-19 16:00 | 7 | 16 | 10.64 | 10.97 | 11.2 | 11.39 | 11.55 | 11.74 | 262 | 0.086 | 0.075 | 1
2025-07-19 17:00 | 7 | 17 | 10.53 | 10.94 | 11.24 | 11.48 | 11.68 | 11.93 | 264 | 0.124 | 0.094 | 1
2025-07-19 18:00 | 7 | 18 | 11.43 | 11.89 | 12.22 | 12.49 | 12.71 | 12.98 | 268 | 0.064 | 0.096 | 1
2025-07-19 19:00 | 7 | 19 | 11.04 | 11.55 | 11.93 | 12.23 | 12.49 | 12.8 | 267 | 0.099 | 0.112 | 1
2025-07-19 20:00 | 7 | 20 | 11.42 | 11.98 | 12.39 | 12.73 | 13 | 13.35 | 268 | 0.089 | 0.118 | 1
2025-07-19 21:00 | 7 | 21 | 10.57 | 11.11 | 11.52 | 11.84 | 12.11 | 12.45 | 263 | 0.123 | 0.123 | 1
2025-07-19 22:00 | 7 | 22 | 8.68 | 9.15 | 9.5 | 9.78 | 10.02 | 10.31 | 263 | 0.072 | 0.131 | 1
2025-07-19 23:00 | 7 | 23 | 8.84 | 9.3 | 9.64 | 9.92 | 10.14 | 10.43 | 248 | 0.099 | 0.125 | 1
2025-07-20 00:00 | 7 | 0 | 10.21 | 10.78 | 11.2 | 11.54 | 11.82 | 12.18 | 261 | 0.1 | 0.133 | 1
2025-07-20 01:00 | 7 | 1 | 11.01 | 11.6 | 12.03 | 12.38 | 12.67 | 13.03 | 256 | 0.082 | 0.127 | 1
2025-07-20 02:00 | 7 | 2 | 11.08 | 11.61 | 12.01 | 12.32 | 12.58 | 12.91 | 253 | 0.12 | 0.116 | 1
2025-07-20 03:00 | 7 | 3 | 10.63 | 11.19 | 11.6 | 11.93 | 12.2 | 12.55 | 253 | 0.08 | 0.125 | 1
2025-07-20 04:00 | 7 | 4 | 12.47 | 13.05 | 13.47 | 13.82 | 14.1 | 14.46 | 256 | 0.107 | 0.112 | 1
2025-07-20 05:00 | 7 | 5 | 15.44 | 16.17 | 16.7 | 17.13 | 17.49 | 17.93 | 262 | 0.065 | 0.113 | 1
2025-07-20 06:00 | 7 | 6 | 14.39 | 15.13 | 15.69 | 16.13 | 16.5 | 16.96 | 265 | 0.11 | 0.124 | 1
2025-07-20 07:00 | 7 | 7 | 15.01 | 15.74 | 16.28 | 16.71 | 17.07 | 17.52 | 261 | 0.082 | 0.117 | 1
2025-07-20 08:00 | 7 | 8 | 14.16 | 14.72 | 15.12 | 15.44 | 15.71 | 16.05 | 259 | 0.062 | 0.095 | 1
2025-07-20 09:00 | 7 | 9 | 14.05 | 14.59 | 14.99 | 15.31 | 15.57 | 15.9 | 264 | 0.091 | 0.094 | 1
2025-07-20 10:00 | 7 | 10 | 13.95 | 14.61 | 15.09 | 15.47 | 15.8 | 16.2 | 257 | 0.1 | 0.113 | 1
2025-07-20 11:00 | 7 | 11 | 14.98 | 15.57 | 16.01 | 16.36 | 16.65 | 17.01 | 248 | 0.102 | 0.096 | 1
2025-07-20 12:00 | 7 | 12 | 14.99 | 15.66 | 16.16 | 16.56 | 16.89 | 17.31 | 253 | 0.067 | 0.109 | 1
2025-07-20 13:00 | 7 | 13 | 13.4 | 14.1 | 14.63 | 15.05 | 15.4 | 15.84 | 247 | 0.096 | 0.127 | 1
2025-07-20 14:00 | 7 | 14 | 14.39 | 15.03 | 15.51 | 15.88 | 16.2 | 16.59 | 247 | 0.065 | 0.108 | 1
2025-07-20 15:00 | 7 | 15 | 14.5 | 15.18 | 15.68 | 16.09 | 16.42 | 16.84 | 249 | 0.097 | 0.114 | 1
2025-07-20 16:00 | 7 | 16 | 12.12 | 12.66 | 13.06 | 13.37 | 13.64 | 13.97 | 240 | 0.097 | 0.108 | 1
2025-07-20 17:00 | 7 | 17 | 12.1 | 12.68 | 13.11 | 13.45 | 13.73 | 14.09 | 242 | 0.087 | 0.115 | 1
2025-07-20 18:00 | 7 | 18 | 11.09 | 11.59 | 11.95 | 12.25 | 12.49 | 12.8 | 244 | 0.087 | 0.109 | 1
2025-07-20 19:00 | 7 | 19 | 12.52 | 13.05 | 13.44 | 13.75 | 14.01 | 14.33 | 249 | 0.115 | 0.102 | 1
2025-07-20 20:00 | 7 | 20 | 11.66 | 12.13 | 12.48 | 12.75 | 12.98 | 13.27 | 257 | 0.09 | 0.098 | 1
2025-07-20 21:00 | 7 | 21 | 11.42 | 11.95 | 12.35 | 12.66 | 12.93 | 13.26 | 256 | 0.081 | 0.113 | 1
2025-07-20 22:00 | 7 | 22 | 8.69 | 9.06 | 9.32 | 9.54 | 9.71 | 9.94 | 264 | 0.129 | 0.101 | 1
2025-07-20 23:00 | 7 | 23 | 8.85 | 9.29 | 9.62 | 9.88 | 10.09 | 10.36 | 263 | 0.086 | 0.119 | 1
2025-07-21 00:00 | 7 | 0 | 8.35 | 8.74 | 9.04 | 9.27 | 9.47 | 9.71 | 267 | 0.122 | 0.115 | 1
2025-07-21 01:00 | 7 | 1 | 7.79 | 8.14 | 8.41 | 8.62 | 8.79 | 9.01 | 239 | 0.121 | 0.11 | 1
2025-07-21 02:00 | 7 | 2 | 6.36 | 6.67 | 6.89 | 7.08 | 7.23 | 7.42 | 238 | 0.118 | 0.117 | 1
2025-07-21 03:00 | 7 | 3 | 5.88 | 6.15 | 6.35 | 6.51 | 6.65 | 6.81 | 252 | 0.116 | 0.111 | 1
2025-07-21 04:00 | 7 | 4 | 6.24 | 6.52 | 6.73 | 6.89 | 7.03 | 7.21 | 241 | 0.12 | 0.109 | 1
2025-07-21 05:00 | 7 | 5 | 6.25 | 6.53 | 6.74 | 6.9 | 7.04 | 7.21 | 247 | 0.094 | 0.108 | 1
2025-07-21 06:00 | 7 | 6 | 6.19 | 6.41 | 6.58 | 6.71 | 6.82 | 6.95 | 238 | 0.107 | 0.089 | 1
2025-07-21 07:00 | 7 | 7 | 6.83 | 7 | 7.12 | 7.22 | 7.3 | 7.4 | 237 | 0.099 | 0.061 | 1
2025-07-21 08:00 | 7 | 8 | 7.29 | 7.5 | 7.65 | 7.76 | 7.86 | 7.98 | 232 | 0.103 | 0.068 | 1
2025-07-21 09:00 | 7 | 9 | 8.54 | 8.72 | 8.85 | 8.95 | 9.04 | 9.14 | 246 | 0.121 | 0.051 | 1
2025-07-21 10:00 | 7 | 10 | 4.96 | 5.1 | 5.19 | 5.27 | 5.34 | 5.42 | 262 | 0.114 | 0.066 | 1
2025-07-21 11:00 | 7 | 11 | 5.09 | 5.25 | 5.36 | 5.46 | 5.53 | 5.62 | 261 | 0.118 | 0.075 | 1
2025-07-21 12:00 | 7 | 12 | 5.44 | 5.62 | 5.74 | 5.85 | 5.93 | 6.03 | 262 | 0.115 | 0.078 | 1
2025-07-21 13:00 | 7 | 13 | 2.43 | 2.5 | 2.56 | 2.6 | 2.63 | 2.67 | 256 | 0.208 | 0.071 | 1
2025-07-21 14:00 | 7 | 14 | 3.97 | 4.07 | 4.15 | 4.21 | 4.25 | 4.31 | 241 | 0.141 | 0.062 | 1
2025-07-21 15:00 | 7 | 15 | 3.21 | 3.3 | 3.36 | 3.41 | 3.45 | 3.51 | 240 | 0.138 | 0.067 | 1
2025-07-21 16:00 | 7 | 16 | 4.34 | 4.48 | 4.57 | 4.65 | 4.72 | 4.8 | 243 | 0.123 | 0.075 | 1
2025-07-21 17:00 | 7 | 17 | 2.86 | 2.95 | 3.01 | 3.06 | 3.1 | 3.16 | 238 | 0.138 | 0.074 | 1
2025-07-21 18:00 | 7 | 18 | 3.13 | 3.26 | 3.35 | 3.42 | 3.48 | 3.56 | 258 | 0.16 | 0.097 | 1
2025-07-21 19:00 | 7 | 19 | 2.41 | 2.51 | 2.58 | 2.64 | 2.69 | 2.75 | 259 | 0.181 | 0.099 | 1
2025-07-21 20:00 | 7 | 20 | 3.53 | 3.69 | 3.8 | 3.9 | 3.97 | 4.07 | 275 | 0.136 | 0.109 | 1
2025-07-21 21:00 | 7 | 21 | 3.49 | 3.66 | 3.78 | 3.88 | 3.97 | 4.07 | 273 | 0.184 | 0.117 | 1
2025-07-21 22:00 | 7 | 22 | 3.53 | 3.72 | 3.87 | 3.98 | 4.07 | 4.19 | 271 | 0.156 | 0.129 | 1
2025-07-21 23:00 | 7 | 23 | 2.76 | 2.89 | 2.99 | 3.06 | 3.13 | 3.21 | 251 | 0.159 | 0.115 | 1
2025-07-22 00:00 | 7 | 0 | 2.23 | 2.34 | 2.43 | 2.5 | 2.56 | 2.63 | 269 | 0.188 | 0.125 | 1
2025-07-22 01:00 | 7 | 1 | 1.39 | 1.47 | 1.52 | 1.57 | 1.61 | 1.66 | 266 | 0.256 | 0.132 | 1
2025-07-22 02:00 | 7 | 2 | 1.25 | 1.31 | 1.35 | 1.39 | 1.42 | 1.45 | 280 | 0.24 | 0.113 | 1
2025-07-22 03:00 | 7 | 3 | 1.7 | 1.79 | 1.85 | 1.9 | 1.94 | 1.99 | 278 | 0.211 | 0.121 | 1
2025-07-22 04:00 | 7 | 4 | 2.24 | 2.35 | 2.43 | 2.49 | 2.55 | 2.61 | 274 | 0.191 | 0.115 | 1
2025-07-22 05:00 | 7 | 5 | 2.73 | 2.86 | 2.96 | 3.03 | 3.1 | 3.18 | 271 | 0.13 | 0.117 | 1
2025-07-22 06:00 | 7 | 6 | 3.53 | 3.7 | 3.82 | 3.92 | 4 | 4.1 | 277 | 0.125 | 0.112 | 1
2025-07-22 07:00 | 7 | 7 | 4.01 | 4.21 | 4.36 | 4.48 | 4.58 | 4.7 | 275 | 0.127 | 0.121 | 1
2025-07-22 08:00 | 7 | 8 | 3.37 | 3.55 | 3.68 | 3.78 | 3.87 | 3.97 | 288 | 0.128 | 0.124 | 1
2025-07-22 09:00 | 7 | 9 | 3.3 | 3.46 | 3.58 | 3.67 | 3.75 | 3.85 | 275 | 0.128 | 0.116 | 1
2025-07-22 10:00 | 7 | 10 | 2.68 | 2.81 | 2.91 | 2.98 | 3.05 | 3.13 | 270 | 0.151 | 0.117 | 1
2025-07-22 11:00 | 7 | 11 | 1.79 | 1.86 | 1.92 | 1.96 | 2 | 2.04 | 251 | 0.205 | 0.099 | 1
2025-07-22 12:00 | 7 | 12 | 2.09 | 2.15 | 2.2 | 2.24 | 2.27 | 2.31 | 259 | 0.178 | 0.077 | 1
2025-07-22 13:00 | 7 | 13 | 2.99 | 3.06 | 3.11 | 3.15 | 3.18 | 3.22 | 255 | 0.136 | 0.055 | 1
2025-07-22 14:00 | 7 | 14 | 3.55 | 3.64 | 3.71 | 3.76 | 3.8 | 3.85 | 266 | 0.164 | 0.061 | 1
2025-07-22 15:00 | 7 | 15 | 4.08 | 4.16 | 4.22 | 4.27 | 4.31 | 4.36 | 271 | 0.141 | 0.052 | 1
2025-07-22 16:00 | 7 | 16 | 4.73 | 4.83 | 4.9 | 4.96 | 5.01 | 5.06 | 263 | 0.138 | 0.051 | 1
2025-07-22 17:00 | 7 | 17 | 2.72 | 2.78 | 2.83 | 2.86 | 2.89 | 2.93 | 271 | 0.168 | 0.057 | 1
2025-07-22 18:00 | 7 | 18 | 2.07 | 2.12 | 2.17 | 2.2 | 2.23 | 2.27 | 275 | 0.171 | 0.07 | 1
2025-07-22 19:00 | 7 | 19 | 2.39 | 2.45 | 2.5 | 2.53 | 2.56 | 2.6 | 279 | 0.141 | 0.061 | 1
2025-07-22 20:00 | 7 | 20 | 2.8 | 2.87 | 2.93 | 2.97 | 3 | 3.05 | 289 | 0.159 | 0.064 | 1
2025-07-22 21:00 | 7 | 21 | 2.72 | 2.8 | 2.85 | 2.9 | 2.93 | 2.98 | 274 | 0.197 | 0.068 | 1
2025-07-22 22:00 | 7 | 22 | 3.35 | 3.45 | 3.53 | 3.59 | 3.64 | 3.71 | 280 | 0.132 | 0.078 | 1
2025-07-22 23:00 | 7 | 23 | 2.63 | 2.71 | 2.77 | 2.82 | 2.85 | 2.9 | 275 | 0.163 | 0.075 | 1
2025-07-23 00:00 | 7 | 0 | 2.22 | 2.28 | 2.32 | 2.35 | 2.38 | 2.42 | 285 | 0.179 | 0.066 | 1
2025-07-23 01:00 | 7 | 1 | 2.26 | 2.32 | 2.36 | 2.39 | 2.41 | 2.44 | 279 | 0.189 | 0.059 | 1
2025-07-23 02:00 | 7 | 2 | 3.01 | 3.08 | 3.13 | 3.17 | 3.2 | 3.25 | 282 | 0.137 | 0.057 | 1
2025-07-23 03:00 | 7 | 3 | 2.1 | 2.16 | 2.19 | 2.22 | 2.24 | 2.27 | 275 | 0.18 | 0.058 | 1
2025-07-23 04:00 | 7 | 4 | 2.86 | 2.93 | 2.98 | 3.02 | 3.05 | 3.09 | 280 | 0.148 | 0.058 | 1
2025-07-23 05:00 | 7 | 5 | 3.63 | 3.73 | 3.79 | 3.85 | 3.89 | 3.94 | 284 | 0.136 | 0.062 | 1
2025-07-23 06:00 | 7 | 6 | 3.24 | 3.32 | 3.38 | 3.43 | 3.47 | 3.51 | 272 | 0.157 | 0.061 | 1
2025-07-23 07:00 | 7 | 7 | 1.64 | 1.68 | 1.71 | 1.74 | 1.76 | 1.78 | 263 | 0.219 | 0.061 | 1
2025-07-23 08:00 | 7 | 8 | 2.91 | 2.97 | 3.01 | 3.05 | 3.07 | 3.11 | 252 | 0.156 | 0.051 | 1
2025-07-23 09:00 | 7 | 9 | 3.06 | 3.13 | 3.18 | 3.22 | 3.25 | 3.29 | 238 | 0.161 | 0.053 | 1
2025-07-23 10:00 | 7 | 10 | 2.52 | 2.57 | 2.61 | 2.64 | 2.66 | 2.69 | 228 | 0.187 | 0.047 | 1
2025-07-23 11:00 | 7 | 11 | 2.4 | 2.45 | 2.49 | 2.52 | 2.54 | 2.57 | 233 | 0.164 | 0.052 | 1
2025-07-23 12:00 | 7 | 12 | 3.29 | 3.35 | 3.39 | 3.43 | 3.46 | 3.5 | 235 | 0.144 | 0.046 | 0
2025-07-23 13:00 | 7 | 13 | 3.9 | 3.97 | 4.01 | 4.05 | 4.08 | 4.11 | 231 | 0.13 | 0.04 | 1
2025-07-23 14:00 | 7 | 14 | 5.03 | 5.11 | 5.17 | 5.22 | 5.26 | 5.3 | 241 | 0.135 | 0.04 | 1
2025-07-23 15:00 | 7 | 15 | 5.31 | 5.4 | 5.46 | 5.51 | 5.56 | 5.61 | 246 | 0.112 | 0.042 | 1
2025-07-23 16:00 | 7 | 16 | 5.15 | 5.29 | 5.39 | 5.46 | 5.53 | 5.61 | 250 | 0.14 | 0.065 | 1
2025-07-23 17:00 | 7 | 17 | 5.2 | 5.39 | 5.52 | 5.63 | 5.72 | 5.83 | 248 | 0.111 | 0.087 | 1
2025-07-23 18:00 | 7 | 18 | 6.37 | 6.58 | 6.74 | 6.87 | 6.97 | 7.1 | 251 | 0.087 | 0.082 | 1
2025-07-23 19:00 | 7 | 19 | 5.02 | 5.19 | 5.3 | 5.4 | 5.47 | 5.57 | 260 | 0.138 | 0.078 | 1
2025-07-23 20:00 | 7 | 20 | 5.24 | 5.42 | 5.55 | 5.66 | 5.74 | 5.85 | 268 | 0.131 | 0.084 | 1
2025-07-23 21:00 | 7 | 21 | 5.45 | 5.65 | 5.79 | 5.9 | 5.99 | 6.1 | 257 | 0.106 | 0.085 | 1
2025-07-23 22:00 | 7 | 22 | 5.8 | 6.06 | 6.25 | 6.41 | 6.54 | 6.7 | 257 | 0.131 | 0.109 | 1
2025-07-23 23:00 | 7 | 23 | 4.89 | 5.12 | 5.3 | 5.44 | 5.55 | 5.7 | 253 | 0.124 | 0.116 | 1
2025-07-24 00:00 | 7 | 0 | 3.22 | 3.37 | 3.48 | 3.57 | 3.64 | 3.73 | 255 | 0.148 | 0.111 | 1
2025-07-24 01:00 | 7 | 1 | 3.43 | 3.61 | 3.74 | 3.85 | 3.94 | 4.06 | 248 | 0.148 | 0.127 | 1
2025-07-24 02:00 | 7 | 2 | 3.24 | 3.41 | 3.54 | 3.64 | 3.73 | 3.84 | 260 | 0.178 | 0.128 | 1
2025-07-24 03:00 | 7 | 3 | 2.89 | 3.02 | 3.12 | 3.21 | 3.27 | 3.36 | 272 | 0.154 | 0.115 | 1
2025-07-24 04:00 | 7 | 4 | 3.61 | 3.77 | 3.89 | 3.99 | 4.07 | 4.17 | 263 | 0.109 | 0.109 | 1
2025-07-24 05:00 | 7 | 5 | 2.94 | 3.08 | 3.18 | 3.26 | 3.33 | 3.41 | 253 | 0.164 | 0.112 | 1
2025-07-24 06:00 | 7 | 6 | 4 | 4.18 | 4.31 | 4.41 | 4.5 | 4.6 | 264 | 0.126 | 0.106 | 1
2025-07-24 07:00 | 7 | 7 | 4.75 | 4.95 | 5.09 | 5.21 | 5.3 | 5.42 | 260 | 0.12 | 0.1 | 1
2025-07-24 08:00 | 7 | 8 | 5.54 | 5.72 | 5.86 | 5.97 | 6.06 | 6.17 | 272 | 0.105 | 0.082 | 1
2025-07-24 09:00 | 7 | 9 | 6.82 | 7.01 | 7.15 | 7.26 | 7.35 | 7.47 | 283 | 0.091 | 0.069 | 1
2025-07-24 10:00 | 7 | 10 | 5.78 | 5.98 | 6.12 | 6.24 | 6.33 | 6.45 | 278 | 0.111 | 0.082 | 1
2025-07-24 11:00 | 7 | 11 | 6.2 | 6.43 | 6.6 | 6.73 | 6.84 | 6.98 | 276 | 0.108 | 0.089 | 1
2025-07-24 12:00 | 7 | 12 | 6.31 | 6.49 | 6.62 | 6.73 | 6.82 | 6.92 | 277 | 0.085 | 0.07 | 1
2025-07-24 13:00 | 7 | 13 | 7.47 | 7.62 | 7.73 | 7.82 | 7.89 | 7.97 | 276 | 0.079 | 0.049 | 1
2025-07-24 14:00 | 7 | 14 | 9.21 | 9.38 | 9.5 | 9.59 | 9.67 | 9.77 | 270 | 0.077 | 0.044 | 1
2025-07-24 15:00 | 7 | 15 | 7.17 | 7.28 | 7.37 | 7.44 | 7.49 | 7.56 | 272 | 0.113 | 0.04 | 1
2025-07-24 16:00 | 7 | 16 | 5.9 | 6.01 | 6.08 | 6.14 | 6.19 | 6.26 | 276 | 0.113 | 0.044 | 1
2025-07-24 17:00 | 7 | 17 | 4.35 | 4.48 | 4.57 | 4.64 | 4.7 | 4.78 | 277 | 0.099 | 0.07 | 1
2025-07-24 18:00 | 7 | 18 | 3.13 | 3.25 | 3.33 | 3.4 | 3.46 | 3.52 | 279 | 0.159 | 0.089 | 1
2025-07-24 19:00 | 7 | 19 | 4.65 | 4.84 | 4.99 | 5.1 | 5.2 | 5.31 | 277 | 0.113 | 0.101 | 1
2025-07-24 20:00 | 7 | 20 | 5.93 | 6.24 | 6.48 | 6.66 | 6.82 | 7.02 | 272 | 0.124 | 0.128 | 1
2025-07-24 21:00 | 7 | 21 | 5.2 | 5.47 | 5.67 | 5.83 | 5.97 | 6.14 | 274 | 0.101 | 0.126 | 1
2025-07-24 22:00 | 7 | 22 | 6.92 | 7.29 | 7.56 | 7.78 | 7.96 | 8.19 | 278 | 0.099 | 0.128 | 1
2025-07-24 23:00 | 7 | 23 | 7.16 | 7.5 | 7.75 | 7.95 | 8.12 | 8.33 | 280 | 0.122 | 0.115 | 1
2025-07-25 00:00 | 7 | 0 | 5.73 | 6.03 | 6.24 | 6.41 | 6.56 | 6.74 | 284 | 0.132 | 0.122 | 1
2025-07-25 01:00 | 7 | 1 | 6.01 | 6.3 | 6.51 | 6.68 | 6.82 | 7 | 277 | 0.113 | 0.115 | 1
2025-07-25 02:00 | 7 | 2 | 6.4 | 6.7 | 6.92 | 7.1 | 7.24 | 7.43 | 275 | 0.105 | 0.112 | 1
2025-07-25 03:00 | 7 | 3 | 7 | 7.3 | 7.51 | 7.68 | 7.82 | 8 | 270 | 0.09 | 0.101 | 1
2025-07-25 04:00 | 7 | 4 | 7.55 | 7.85 | 8.08 | 8.26 | 8.41 | 8.6 | 261 | 0.101 | 0.099 | 1
2025-07-25 05:00 | 7 | 5 | 6.87 | 7.16 | 7.38 | 7.56 | 7.7 | 7.88 | 272 | 0.105 | 0.105 | 1
2025-07-25 06:00 | 7 | 6 | 7.62 | 7.99 | 8.26 | 8.47 | 8.65 | 8.88 | 263 | 0.114 | 0.115 | 1
2025-07-25 07:00 | 7 | 7 | 7.49 | 7.77 | 7.98 | 8.14 | 8.28 | 8.45 | 245 | 0.097 | 0.091 | 1
2025-07-25 08:00 | 7 | 8 | 7.65 | 7.9 | 8.08 | 8.22 | 8.35 | 8.49 | 241 | 0.106 | 0.08 | 1
2025-07-25 09:00 | 7 | 9 | 6.86 | 7.11 | 7.3 | 7.45 | 7.57 | 7.72 | 250 | 0.106 | 0.09 | 1
2025-07-25 10:00 | 7 | 10 | 7.95 | 8.17 | 8.33 | 8.46 | 8.56 | 8.69 | 265 | 0.1 | 0.068 | 1
2025-07-25 11:00 | 7 | 11 | 6.88 | 7.06 | 7.19 | 7.3 | 7.39 | 7.49 | 256 | 0.097 | 0.065 | 1
2025-07-25 12:00 | 7 | 12 | 8.3 | 8.51 | 8.66 | 8.77 | 8.87 | 8.99 | 236 | 0.111 | 0.06 | 1
2025-07-25 13:00 | 7 | 13 | 9 | 9.25 | 9.43 | 9.57 | 9.69 | 9.84 | 221 | 0.088 | 0.067 | 1
2025-07-25 14:00 | 7 | 14 | 9.3 | 9.45 | 9.56 | 9.65 | 9.72 | 9.8 | 231 | 0.101 | 0.04 | 1
2025-07-25 15:00 | 7 | 15 | 8.5 | 8.72 | 8.88 | 9 | 9.11 | 9.23 | 228 | 0.111 | 0.063 | 1
2025-07-25 16:00 | 7 | 16 | 6.71 | 6.89 | 7.02 | 7.12 | 7.2 | 7.31 | 221 | 0.143 | 0.065 | 1
2025-07-25 17:00 | 7 | 17 | 7.87 | 8.14 | 8.34 | 8.5 | 8.64 | 8.8 | 228 | 0.123 | 0.085 | 1
2025-07-25 18:00 | 7 | 18 | 7.44 | 7.71 | 7.9 | 8.05 | 8.18 | 8.33 | 245 | 0.109 | 0.086 | 1
2025-07-25 19:00 | 7 | 19 | 8.45 | 8.73 | 8.94 | 9.11 | 9.24 | 9.41 | 241 | 0.09 | 0.082 | 1
2025-07-25 20:00 | 7 | 20 | 8.66 | 8.99 | 9.24 | 9.43 | 9.59 | 9.79 | 255 | 0.1 | 0.093 | 1
2025-07-25 21:00 | 7 | 21 | 7.46 | 7.75 | 7.96 | 8.13 | 8.27 | 8.44 | 258 | 0.132 | 0.094 | 1
2025-07-25 22:00 | 7 | 22 | 7.99 | 8.32 | 8.56 | 8.74 | 8.9 | 9.1 | 251 | 0.078 | 0.098 | 1
2025-07-25 23:00 | 7 | 23 | 9.34 | 9.75 | 10.06 | 10.3 | 10.5 | 10.75 | 242 | 0.095 | 0.106 | 1
2025-07-26 00:00 | 7 | 0 | 7.59 | 7.92 | 8.17 | 8.36 | 8.53 | 8.73 | 253 | 0.093 | 0.106 | 1
2025-07-26 01:00 | 7 | 1 | 7 | 7.35 | 7.61 | 7.82 | 8 | 8.22 | 257 | 0.103 | 0.122 | 1
2025-07-26 02:00 | 7 | 2 | 7.53 | 7.87 | 8.13 | 8.33 | 8.5 | 8.71 | 263 | 0.113 | 0.11 | 1
2025-07-26 03:00 | 7 | 3 | 7.95 | 8.34 | 8.63 | 8.86 | 9.05 | 9.29 | 261 | 0.088 | 0.118 | 1
2025-07-26 04:00 | 7 | 4 | 7.99 | 8.31 | 8.54 | 8.73 | 8.89 | 9.08 | 263 | 0.099 | 0.097 | 1
2025-07-26 05:00 | 7 | 5 | 6.67 | 6.97 | 7.19 | 7.37 | 7.51 | 7.7 | 249 | 0.124 | 0.109 | 1
2025-07-26 06:00 | 7 | 6 | 6.96 | 7.27 | 7.5 | 7.68 | 7.83 | 8.02 | 260 | 0.101 | 0.107 | 1
2025-07-26 07:00 | 7 | 7 | 7.14 | 7.42 | 7.62 | 7.79 | 7.92 | 8.09 | 253 | 0.116 | 0.094 | 1
2025-07-26 08:00 | 7 | 8 | 6.11 | 6.31 | 6.45 | 6.57 | 6.66 | 6.78 | 257 | 0.13 | 0.079 | 1
2025-07-26 09:00 | 7 | 9 | 6.63 | 6.9 | 7.1 | 7.26 | 7.39 | 7.56 | 247 | 0.126 | 0.099 | 1
2025-07-26 10:00 | 7 | 10 | 5.96 | 6.2 | 6.38 | 6.52 | 6.64 | 6.79 | 246 | 0.123 | 0.098 | 1
2025-07-26 11:00 | 7 | 11 | 7.38 | 7.67 | 7.89 | 8.06 | 8.2 | 8.38 | 258 | 0.119 | 0.096 | 1
2025-07-26 12:00 | 7 | 12 | 7.61 | 7.88 | 8.09 | 8.25 | 8.38 | 8.55 | 247 | 0.092 | 0.089 | 1
2025-07-26 13:00 | 7 | 13 | 6.74 | 6.97 | 7.13 | 7.26 | 7.37 | 7.51 | 255 | 0.111 | 0.081 | 1
2025-07-26 14:00 | 7 | 14 | 4.88 | 5 | 5.09 | 5.15 | 5.21 | 5.28 | 241 | 0.13 | 0.059 | 1
2025-07-26 15:00 | 7 | 15 | 4.95 | 5.08 | 5.18 | 5.25 | 5.32 | 5.39 | 235 | 0.102 | 0.064 | 1
2025-07-26 16:00 | 7 | 16 | 5.41 | 5.56 | 5.67 | 5.76 | 5.83 | 5.92 | 244 | 0.118 | 0.068 | 1
2025-07-26 17:00 | 7 | 17 | 6.31 | 6.53 | 6.69 | 6.81 | 6.92 | 7.04 | 244 | 0.117 | 0.083 | 1
2025-07-26 18:00 | 7 | 18 | 5.65 | 5.86 | 6 | 6.12 | 6.22 | 6.34 | 256 | 0.114 | 0.087 | 1
2025-07-26 19:00 | 7 | 19 | 7.74 | 8.09 | 8.36 | 8.57 | 8.74 | 8.96 | 254 | 0.123 | 0.111 | 1
2025-07-26 20:00 | 7 | 20 | 8.64 | 9.05 | 9.35 | 9.59 | 9.8 | 10.05 | 266 | 0.098 | 0.115 | 1
2025-07-26 21:00 | 7 | 21 | 9.42 | 9.87 | 10.2 | 10.47 | 10.69 | 10.97 | 259 | 0.083 | 0.116 | 1
2025-07-26 22:00 | 7 | 22 | 7.45 | 7.84 | 8.13 | 8.36 | 8.55 | 8.8 | 266 | 0.089 | 0.126 | 1
2025-07-26 23:00 | 7 | 23 | 7.14 | 7.52 | 7.8 | 8.02 | 8.2 | 8.44 | 255 | 0.085 | 0.126 | 1
2025-07-27 00:00 | 7 | 0 | 6.93 | 7.26 | 7.51 | 7.71 | 7.87 | 8.08 | 247 | 0.124 | 0.116 | 1
2025-07-27 01:00 | 7 | 1 | 6.01 | 6.31 | 6.54 | 6.72 | 6.87 | 7.06 | 245 | 0.094 | 0.123 | 1
2025-07-27 02:00 | 7 | 2 | 6.24 | 6.54 | 6.76 | 6.93 | 7.08 | 7.26 | 247 | 0.123 | 0.114 | 1
2025-07-27 03:00 | 7 | 3 | 8.66 | 9.04 | 9.33 | 9.56 | 9.74 | 9.98 | 260 | 0.112 | 0.108 | 1
2025-07-27 04:00 | 7 | 4 | 10.86 | 11.4 | 11.79 | 12.11 | 12.37 | 12.7 | 259 | 0.115 | 0.118 | 0
2025-07-27 05:00 | 7 | 5 | 10.53 | 11 | 11.36 | 11.64 | 11.87 | 12.16 | 270 | 0.119 | 0.11 | 1
2025-07-27 06:00 | 7 | 6 | 11.09 | 11.66 | 12.09 | 12.43 | 12.72 | 13.08 | 266 | 0.094 | 0.125 | 1
2025-07-27 07:00 | 7 | 7 | 10.63 | 11.27 | 11.75 | 12.14 | 12.46 | 12.87 | 263 | 0.085 | 0.144 | 1
2025-07-27 08:00 | 7 | 8 | 10.97 | 11.58 | 12.02 | 12.38 | 12.68 | 13.06 | 255 | 0.095 | 0.132 | 0
2025-07-27 09:00 | 7 | 9 | 10.81 | 11.31 | 11.68 | 11.97 | 12.22 | 12.53 | 258 | 0.089 | 0.112 | 1
2025-07-27 10:00 | 7 | 10 | 8.58 | 9 | 9.3 | 9.55 | 9.75 | 10.01 | 250 | 0.088 | 0.116 | 1
2025-07-27 11:00 | 7 | 11 | 8.64 | 9.06 | 9.37 | 9.62 | 9.83 | 10.09 | 244 | 0.101 | 0.118 | 1
2025-07-27 12:00 | 7 | 12 | 9.86 | 10.29 | 10.61 | 10.86 | 11.07 | 11.33 | 250 | 0.111 | 0.105 | 1
2025-07-27 13:00 | 7 | 13 | 9.88 | 10.3 | 10.62 | 10.86 | 11.07 | 11.33 | 241 | 0.134 | 0.104 | 1
2025-07-27 14:00 | 7 | 14 | 9.48 | 9.85 | 10.12 | 10.33 | 10.51 | 10.74 | 248 | 0.081 | 0.094 | 1
2025-07-27 15:00 | 7 | 15 | 9.05 | 9.44 | 9.72 | 9.95 | 10.14 | 10.37 | 257 | 0.073 | 0.103 | 1
2025-07-27 16:00 | 7 | 16 | 7.3 | 7.58 | 7.79 | 7.95 | 8.09 | 8.26 | 249 | 0.106 | 0.093 | 1
2025-07-27 17:00 | 7 | 17 | 5.94 | 6.15 | 6.31 | 6.43 | 6.53 | 6.66 | 264 | 0.113 | 0.087 | 1
2025-07-27 18:00 | 7 | 18 | 5.37 | 5.59 | 5.75 | 5.88 | 5.98 | 6.12 | 262 | 0.126 | 0.098 | 1
2025-07-27 19:00 | 7 | 19 | 4.67 | 4.88 | 5.04 | 5.16 | 5.26 | 5.39 | 264 | 0.115 | 0.108 | 1
2025-07-27 20:00 | 7 | 20 | 5.65 | 5.87 | 6.02 | 6.15 | 6.26 | 6.39 | 266 | 0.109 | 0.093 | 1
2025-07-27 21:00 | 7 | 21 | 5.51 | 5.72 | 5.88 | 6.01 | 6.11 | 6.24 | 261 | 0.12 | 0.095 | 1
2025-07-27 22:00 | 7 | 22 | 4.16 | 4.36 | 4.5 | 4.61 | 4.7 | 4.82 | 270 | 0.152 | 0.111 | 1
2025-07-27 23:00 | 7 | 23 | 3.66 | 3.82 | 3.93 | 4.03 | 4.1 | 4.2 | 270 | 0.147 | 0.104 | 1
2025-07-28 00:00 | 7 | 0 | 3.41 | 3.58 | 3.7 | 3.8 | 3.89 | 3.99 | 272 | 0.14 | 0.12 | 1
2025-07-28 01:00 | 7 | 1 | 3.97 | 4.2 | 4.37 | 4.51 | 4.63 | 4.77 | 268 | 0.123 | 0.14 | 1
2025-07-28 02:00 | 7 | 2 | 4.53 | 4.76 | 4.94 | 5.08 | 5.19 | 5.34 | 278 | 0.134 | 0.125 | 1
2025-07-28 03:00 | 7 | 3 | 5.77 | 6.08 | 6.31 | 6.49 | 6.65 | 6.84 | 266 | 0.124 | 0.13 | 1
2025-07-28 04:00 | 7 | 4 | 4 | 4.22 | 4.38 | 4.52 | 4.63 | 4.76 | 266 | 0.131 | 0.132 | 1
2025-07-28 05:00 | 7 | 5 | 2.45 | 2.57 | 2.66 | 2.73 | 2.79 | 2.86 | 274 | 0.195 | 0.118 | 1
2025-07-28 06:00 | 7 | 6 | 2.57 | 2.72 | 2.82 | 2.91 | 2.98 | 3.07 | 269 | 0.165 | 0.135 | 1
2025-07-28 07:00 | 7 | 7 | 2.64 | 2.79 | 2.9 | 3 | 3.07 | 3.17 | 274 | 0.165 | 0.14 | 1
2025-07-28 08:00 | 7 | 8 | 2.77 | 2.91 | 3.02 | 3.11 | 3.19 | 3.28 | 281 | 0.146 | 0.129 | 1
2025-07-28 09:00 | 7 | 9 | 3.02 | 3.17 | 3.29 | 3.38 | 3.46 | 3.55 | 279 | 0.16 | 0.123 | 1
2025-07-28 10:00 | 7 | 10 | 2.34 | 2.46 | 2.55 | 2.62 | 2.68 | 2.75 | 293 | 0.179 | 0.123 | 1
2025-07-28 11:00 | 7 | 11 | 3.1 | 3.25 | 3.37 | 3.46 | 3.54 | 3.64 | 293 | 0.176 | 0.122 | 1
2025-07-28 12:00 | 7 | 12 | 3.21 | 3.36 | 3.47 | 3.56 | 3.64 | 3.73 | 287 | 0.154 | 0.115 | 1
2025-07-28 13:00 | 7 | 13 | 3.67 | 3.86 | 4 | 4.11 | 4.2 | 4.32 | 293 | 0.13 | 0.122 | 1
2025-07-28 14:00 | 7 | 14 | 3.78 | 3.95 | 4.08 | 4.18 | 4.26 | 4.36 | 295 | 0.114 | 0.108 | 1
2025-07-28 15:00 | 7 | 15 | 5.12 | 5.37 | 5.55 | 5.7 | 5.82 | 5.98 | 287 | 0.119 | 0.117 | 1
2025-07-28 16:00 | 7 | 16 | 4.09 | 4.29 | 4.44 | 4.56 | 4.66 | 4.79 | 281 | 0.144 | 0.12 | 1
2025-07-28 17:00 | 7 | 17 | 3.93 | 4.14 | 4.29 | 4.42 | 4.52 | 4.65 | 283 | 0.167 | 0.128 | 1
2025-07-28 18:00 | 7 | 18 | 4.17 | 4.38 | 4.53 | 4.65 | 4.75 | 4.88 | 269 | 0.132 | 0.118 | 1
2025-07-28 19:00 | 7 | 19 | 3.54 | 3.73 | 3.88 | 3.99 | 4.09 | 4.21 | 277 | 0.142 | 0.133 | 1
2025-07-28 20:00 | 7 | 20 | 3.31 | 3.5 | 3.64 | 3.76 | 3.85 | 3.98 | 276 | 0.126 | 0.138 | 1
2025-07-28 21:00 | 7 | 21 | 3 | 3.17 | 3.3 | 3.4 | 3.49 | 3.6 | 280 | 0.161 | 0.139 | 1
2025-07-28 22:00 | 7 | 22 | 3.28 | 3.47 | 3.61 | 3.72 | 3.82 | 3.94 | 278 | 0.154 | 0.137 | 1
2025-07-28 23:00 | 7 | 23 | 2.51 | 2.67 | 2.79 | 2.88 | 2.97 | 3.07 | 277 | 0.182 | 0.152 | 1
2025-07-29 00:00 | 7 | 0 | 2.63 | 2.8 | 2.93 | 3.03 | 3.12 | 3.23 | 288 | 0.161 | 0.154 | 1
2025-07-29 01:00 | 7 | 1 | 1.7 | 1.81 | 1.89 | 1.95 | 2.01 | 2.07 | 277 | 0.194 | 0.149 | 1
2025-07-29 02:00 | 7 | 2 | 1.49 | 1.58 | 1.65 | 1.7 | 1.75 | 1.81 | 285 | 0.225 | 0.149 | 1
2025-07-29 03:00 | 7 | 3 | 2.34 | 2.48 | 2.59 | 2.67 | 2.74 | 2.83 | 283 | 0.18 | 0.143 | 1
2025-07-29 04:00 | 7 | 4 | 2.52 | 2.67 | 2.77 | 2.86 | 2.93 | 3.02 | 281 | 0.152 | 0.136 | 1
2025-07-29 05:00 | 7 | 5 | 2.51 | 2.64 | 2.73 | 2.81 | 2.87 | 2.95 | 281 | 0.171 | 0.122 | 1
2025-07-29 06:00 | 7 | 6 | 2.25 | 2.36 | 2.44 | 2.51 | 2.56 | 2.63 | 279 | 0.179 | 0.119 | 1
2025-07-29 07:00 | 7 | 7 | 3.43 | 3.56 | 3.65 | 3.73 | 3.79 | 3.87 | 279 | 0.126 | 0.092 | 1
2025-07-29 08:00 | 7 | 8 | 3.64 | 3.77 | 3.86 | 3.94 | 4 | 4.08 | 271 | 0.146 | 0.086 | 1
2025-07-29 09:00 | 7 | 9 | 3.12 | 3.23 | 3.32 | 3.39 | 3.45 | 3.52 | 273 | 0.165 | 0.092 | 1
2025-07-29 10:00 | 7 | 10 | 3.53 | 3.68 | 3.78 | 3.87 | 3.94 | 4.03 | 274 | 0.156 | 0.099 | 1
2025-07-29 11:00 | 7 | 11 | 4.73 | 4.97 | 5.14 | 5.28 | 5.4 | 5.55 | 269 | 0.104 | 0.12 | 1
2025-07-29 12:00 | 7 | 12 | 6.03 | 6.38 | 6.65 | 6.86 | 7.04 | 7.27 | 267 | 0.113 | 0.142 | 1
2025-07-29 13:00 | 7 | 13 | 5.6 | 5.94 | 6.19 | 6.39 | 6.56 | 6.77 | 266 | 0.128 | 0.143 | 1
2025-07-29 14:00 | 7 | 14 | 6.62 | 7 | 7.29 | 7.51 | 7.71 | 7.95 | 267 | 0.099 | 0.138 | 1
2025-07-29 15:00 | 7 | 15 | 6.75 | 7.08 | 7.32 | 7.51 | 7.67 | 7.88 | 257 | 0.109 | 0.117 | 1
2025-07-29 16:00 | 7 | 16 | 8.05 | 8.45 | 8.75 | 8.99 | 9.19 | 9.44 | 256 | 0.111 | 0.121 | 1
2025-07-29 17:00 | 7 | 17 | 6.76 | 7.09 | 7.34 | 7.53 | 7.7 | 7.9 | 262 | 0.105 | 0.118 | 1
2025-07-29 18:00 | 7 | 18 | 6.91 | 7.22 | 7.45 | 7.63 | 7.78 | 7.98 | 255 | 0.095 | 0.109 | 1
2025-07-29 19:00 | 7 | 19 | 6.28 | 6.61 | 6.85 | 7.04 | 7.2 | 7.41 | 252 | 0.125 | 0.125 | 1
2025-07-29 20:00 | 7 | 20 | 4.96 | 5.23 | 5.42 | 5.58 | 5.71 | 5.88 | 259 | 0.15 | 0.128 | 1
2025-07-29 21:00 | 7 | 21 | 4.05 | 4.27 | 4.43 | 4.57 | 4.68 | 4.82 | 256 | 0.148 | 0.132 | 1
2025-07-29 22:00 | 7 | 22 | 4.06 | 4.29 | 4.46 | 4.59 | 4.7 | 4.85 | 245 | 0.135 | 0.134 | 1
2025-07-29 23:00 | 7 | 23 | 4.3 | 4.56 | 4.75 | 4.91 | 5.04 | 5.2 | 248 | 0.147 | 0.143 | 1
2025-07-30 00:00 | 7 | 0 | 4.67 | 4.92 | 5.11 | 5.26 | 5.38 | 5.54 | 261 | 0.138 | 0.129 | 1
2025-07-30 01:00 | 7 | 1 | 3.67 | 3.86 | 4 | 4.12 | 4.21 | 4.33 | 259 | 0.152 | 0.125 | 1
2025-07-30 02:00 | 7 | 2 | 4.99 | 5.25 | 5.43 | 5.58 | 5.71 | 5.87 | 267 | 0.113 | 0.122 | 1
2025-07-30 03:00 | 7 | 3 | 4.5 | 4.74 | 4.93 | 5.07 | 5.2 | 5.35 | 277 | 0.142 | 0.131 | 1
2025-07-30 04:00 | 7 | 4 | 4.42 | 4.62 | 4.77 | 4.89 | 4.99 | 5.12 | 269 | 0.126 | 0.11 | 1
2025-07-30 05:00 | 7 | 5 | 4.78 | 5.01 | 5.18 | 5.32 | 5.43 | 5.57 | 267 | 0.128 | 0.115 | 1
2025-07-30 06:00 | 7 | 6 | 5.04 | 5.24 | 5.39 | 5.51 | 5.61 | 5.73 | 265 | 0.136 | 0.097 | 1
2025-07-30 07:00 | 7 | 7 | 4.97 | 5.13 | 5.26 | 5.36 | 5.44 | 5.54 | 254 | 0.119 | 0.083 | 1
2025-07-30 08:00 | 7 | 8 | 6.56 | 6.74 | 6.86 | 6.96 | 7.04 | 7.15 | 267 | 0.127 | 0.064 | 1
2025-07-30 09:00 | 7 | 9 | 7.23 | 7.43 | 7.57 | 7.68 | 7.77 | 7.88 | 279 | 0.119 | 0.065 | 1
2025-07-30 10:00 | 7 | 10 | 7.17 | 7.41 | 7.59 | 7.73 | 7.85 | 7.99 | 284 | 0.097 | 0.082 | 1
2025-07-30 11:00 | 7 | 11 | 6.2 | 6.38 | 6.51 | 6.61 | 6.7 | 6.8 | 275 | 0.097 | 0.071 | 1
2025-07-30 12:00 | 7 | 12 | 6.98 | 7.13 | 7.24 | 7.33 | 7.4 | 7.49 | 282 | 0.096 | 0.053 | 1
2025-07-30 13:00 | 7 | 13 | 5.79 | 5.97 | 6.1 | 6.2 | 6.29 | 6.39 | 277 | 0.123 | 0.074 | 1
2025-07-30 14:00 | 7 | 14 | 8.18 | 8.4 | 8.56 | 8.68 | 8.78 | 8.91 | 281 | 0.089 | 0.064 | 1
2025-07-30 15:00 | 7 | 15 | 7.52 | 7.75 | 7.91 | 8.04 | 8.15 | 8.28 | 288 | 0.123 | 0.073 | 1
2025-07-30 16:00 | 7 | 16 | 5.91 | 6.11 | 6.25 | 6.36 | 6.46 | 6.57 | 281 | 0.108 | 0.08 | 1
2025-07-30 17:00 | 7 | 17 | 6.53 | 6.74 | 6.89 | 7.01 | 7.11 | 7.23 | 265 | 0.136 | 0.077 | 1
2025-07-30 18:00 | 7 | 18 | 6.44 | 6.66 | 6.83 | 6.96 | 7.07 | 7.21 | 258 | 0.099 | 0.086 | 1
2025-07-30 19:00 | 7 | 19 | 6.3 | 6.55 | 6.73 | 6.88 | 7 | 7.15 | 258 | 0.113 | 0.096 | 1
2025-07-30 20:00 | 7 | 20 | 6.19 | 6.48 | 6.7 | 6.87 | 7.01 | 7.19 | 248 | 0.115 | 0.113 | 1
2025-07-30 21:00 | 7 | 21 | 7.27 | 7.58 | 7.81 | 7.99 | 8.14 | 8.33 | 253 | 0.114 | 0.103 | 1
2025-07-30 22:00 | 7 | 22 | 8.9 | 9.34 | 9.66 | 9.91 | 10.13 | 10.4 | 238 | 0.103 | 0.117 | 1
2025-07-30 23:00 | 7 | 23 | 10.01 | 10.61 | 11.06 | 11.42 | 11.73 | 12.11 | 249 | 0.118 | 0.144 | 1
2025-07-31 00:00 | 7 | 0 | 11.47 | 12.11 | 12.59 | 12.97 | 13.29 | 13.69 | 254 | 0.074 | 0.134 | 1
2025-07-31 01:00 | 7 | 1 | 12.22 | 12.96 | 13.51 | 13.96 | 14.33 | 14.8 | 259 | 0.113 | 0.145 | 1
2025-07-31 02:00 | 7 | 2 | 11.51 | 12.19 | 12.7 | 13.11 | 13.45 | 13.88 | 272 | 0.111 | 0.142 | 1
2025-07-31 03:00 | 7 | 3 | 10.74 | 11.44 | 11.97 | 12.39 | 12.75 | 13.2 | 262 | 0.098 | 0.156 | 1
2025-07-31 04:00 | 7 | 4 | 11.32 | 12.06 | 12.62 | 13.06 | 13.44 | 13.92 | 259 | 0.064 | 0.156 | 1
2025-07-31 05:00 | 7 | 5 | 10.22 | 10.85 | 11.33 | 11.71 | 12.03 | 12.44 | 259 | 0.098 | 0.148 | 1
2025-07-31 06:00 | 7 | 6 | 10.19 | 10.71 | 11.09 | 11.39 | 11.64 | 11.96 | 255 | 0.107 | 0.121 | 1
2025-07-31 07:00 | 7 | 7 | 10.23 | 10.7 | 11.04 | 11.31 | 11.54 | 11.83 | 277 | 0.105 | 0.11 | 0
2025-07-31 08:00 | 7 | 8 | 9.22 | 9.62 | 9.92 | 10.15 | 10.35 | 10.6 | 273 | 0.109 | 0.105 | 1
2025-07-31 09:00 | 7 | 9 | 10.2 | 10.64 | 10.96 | 11.22 | 11.43 | 11.7 | 273 | 0.108 | 0.104 | 1
2025-07-31 10:00 | 7 | 10 | 8.25 | 8.57 | 8.81 | 9 | 9.16 | 9.36 | 262 | 0.1 | 0.096 | 1
2025-07-31 11:00 | 7 | 11 | 8.76 | 9.1 | 9.36 | 9.56 | 9.73 | 9.94 | 265 | 0.076 | 0.096 | 1
2025-07-31 12:00 | 7 | 12 | 8.56 | 8.94 | 9.22 | 9.44 | 9.63 | 9.86 | 258 | 0.116 | 0.107 | 1
2025-07-31 13:00 | 7 | 13 | 7.74 | 8.05 | 8.28 | 8.47 | 8.62 | 8.81 | 241 | 0.14 | 0.099 | 1
2025-07-31 14:00 | 7 | 14 | 10.59 | 10.92 | 11.17 | 11.36 | 11.52 | 11.72 | 241 | 0.083 | 0.077 | 1
2025-07-31 15:00 | 7 | 15 | 11.2 | 11.57 | 11.85 | 12.06 | 12.24 | 12.47 | 260 | 0.089 | 0.082 | 1
2025-07-31 16:00 | 7 | 16 | 10.08 | 10.47 | 10.75 | 10.97 | 11.16 | 11.39 | 254 | 0.078 | 0.093 | 1
2025-07-31 17:00 | 7 | 17 | 11.72 | 12.13 | 12.42 | 12.66 | 12.86 | 13.1 | 260 | 0.086 | 0.084 | 1
2025-07-31 18:00 | 7 | 18 | 10.92 | 11.34 | 11.66 | 11.9 | 12.11 | 12.37 | 264 | 0.103 | 0.094 | 1
2025-07-31 19:00 | 7 | 19 | 9.65 | 10.06 | 10.36 | 10.6 | 10.8 | 11.05 | 252 | 0.075 | 0.102 | 1
2025-07-31 20:00 | 7 | 20 | 10.68 | 11.17 | 11.54 | 11.83 | 12.07 | 12.38 | 271 | 0.097 | 0.112 | 1
2025-07-31 21:00 | 7 | 21 | 11.32 | 11.78 | 12.12 | 12.39 | 12.62 | 12.9 | 264 | 0.099 | 0.099 | 1
2025-07-31 22:00 | 7 | 22 | 11.42 | 11.93 | 12.3 | 12.59 | 12.84 | 13.15 | 269 | 0.091 | 0.106 | 1
2025-07-31 23:00 | 7 | 23 | 11.97 | 12.51 | 12.91 | 13.22 | 13.48 | 13.81 | 277 | 0.108 | 0.108 | 1
2025-08-01 00:00 | 8 | 0 | 11.11 | 11.57 | 11.91 | 12.18 | 12.4 | 12.68 | 275 | 0.101 | 0.1 | 1
2025-08-01 01:00 | 8 | 1 | 11.45 | 11.92 | 12.27 | 12.55 | 12.79 | 13.08 | 267 | 0.086 | 0.101 | 1
2025-08-01 02:00 | 8 | 2 | 7.82 | 8.16 | 8.4 | 8.6 | 8.76 | 8.97 | 277 | 0.111 | 0.104 | 1
2025-08-01 03:00 | 8 | 3 | 5.39 | 5.62 | 5.8 | 5.93 | 6.05 | 6.19 | 281 | 0.117 | 0.105 | 1
2025-08-01 04:00 | 8 | 4 | 5.42 | 5.67 | 5.86 | 6.01 | 6.14 | 6.29 | 282 | 0.146 | 0.113 | 1
2025-08-01 05:00 | 8 | 5 | 5.02 | 5.22 | 5.37 | 5.48 | 5.58 | 5.7 | 266 | 0.085 | 0.095 | 1
2025-08-01 06:00 | 8 | 6 | 5.19 | 5.39 | 5.53 | 5.64 | 5.74 | 5.86 | 277 | 0.123 | 0.091 | 1
2025-08-01 07:00 | 8 | 7 | 4.79 | 4.95 | 5.08 | 5.17 | 5.25 | 5.35 | 279 | 0.115 | 0.085 | 1
2025-08-01 08:00 | 8 | 8 | 4.81 | 4.99 | 5.12 | 5.22 | 5.31 | 5.42 | 275 | 0.12 | 0.089 | 1
2025-08-01 09:00 | 8 | 9 | 6.19 | 6.43 | 6.6 | 6.74 | 6.86 | 7 | 281 | 0.122 | 0.094 | 1
2025-08-01 10:00 | 8 | 10 | 5.29 | 5.46 | 5.58 | 5.68 | 5.76 | 5.86 | 278 | 0.11 | 0.078 | 1
2025-08-01 11:00 | 8 | 11 | 6.05 | 6.25 | 6.39 | 6.5 | 6.6 | 6.71 | 276 | 0.109 | 0.078 | 1
2025-08-01 12:00 | 8 | 12 | 7.35 | 7.61 | 7.8 | 7.95 | 8.08 | 8.24 | 281 | 0.124 | 0.087 | 1
2025-08-01 13:00 | 8 | 13 | 8.14 | 8.4 | 8.59 | 8.74 | 8.86 | 9.02 | 267 | 0.117 | 0.078 | 1
2025-08-01 14:00 | 8 | 14 | 7.31 | 7.51 | 7.65 | 7.76 | 7.85 | 7.97 | 271 | 0.128 | 0.065 | 1
2025-08-01 15:00 | 8 | 15 | 6.8 | 7.03 | 7.21 | 7.34 | 7.46 | 7.6 | 265 | 0.111 | 0.084 | 1
2025-08-01 16:00 | 8 | 16 | 7.74 | 8.02 | 8.23 | 8.39 | 8.52 | 8.69 | 256 | 0.116 | 0.088 | 1
2025-08-01 17:00 | 8 | 17 | 7.42 | 7.69 | 7.89 | 8.05 | 8.18 | 8.35 | 256 | 0.125 | 0.089 | 1
2025-08-01 18:00 | 8 | 18 | 8.58 | 8.88 | 9.09 | 9.26 | 9.4 | 9.58 | 257 | 0.103 | 0.083 | 1
2025-08-01 19:00 | 8 | 19 | 7.62 | 7.89 | 8.09 | 8.25 | 8.38 | 8.54 | 254 | 0.098 | 0.087 | 1
2025-08-01 20:00 | 8 | 20 | 6.88 | 7.13 | 7.31 | 7.46 | 7.58 | 7.73 | 264 | 0.099 | 0.088 | 1
2025-08-01 21:00 | 8 | 21 | 6.86 | 7.11 | 7.3 | 7.45 | 7.57 | 7.73 | 254 | 0.123 | 0.09 | 1
2025-08-01 22:00 | 8 | 22 | 6.75 | 7.03 | 7.23 | 7.4 | 7.53 | 7.7 | 262 | 0.127 | 0.099 | 1
2025-08-01 23:00 | 8 | 23 | 5.55 | 5.78 | 5.94 | 6.07 | 6.18 | 6.32 | 266 | 0.115 | 0.098 | 1
2025-08-02 00:00 | 8 | 0 | 7.69 | 7.95 | 8.13 | 8.28 | 8.4 | 8.55 | 268 | 0.097 | 0.08 | 1
2025-08-02 01:00 | 8 | 1 | 7.35 | 7.58 | 7.75 | 7.89 | 8 | 8.14 | 272 | 0.127 | 0.077 | 1
2025-08-02 02:00 | 8 | 2 | 7.87 | 8.14 | 8.33 | 8.48 | 8.61 | 8.77 | 271 | 0.117 | 0.082 | 1
2025-08-02 03:00 | 8 | 3 | 7.98 | 8.31 | 8.55 | 8.75 | 8.91 | 9.11 | 269 | 0.086 | 0.1 | 1
2025-08-02 04:00 | 8 | 4 | 7.34 | 7.63 | 7.84 | 8.01 | 8.15 | 8.32 | 290 | 0.103 | 0.094 | 1
2025-08-02 05:00 | 8 | 5 | 8.52 | 8.82 | 9.04 | 9.22 | 9.36 | 9.54 | 290 | 0.107 | 0.086 | 1
2025-08-02 06:00 | 8 | 6 | 7.36 | 7.62 | 7.81 | 7.96 | 8.09 | 8.25 | 291 | 0.112 | 0.086 | 1
2025-08-02 07:00 | 8 | 7 | 8.61 | 8.93 | 9.17 | 9.35 | 9.51 | 9.7 | 294 | 0.091 | 0.09 | 1
2025-08-02 08:00 | 8 | 8 | 6.35 | 6.59 | 6.76 | 6.9 | 7.01 | 7.16 | 308 | 0.127 | 0.09 | 1
2025-08-02 09:00 | 8 | 9 | 6.32 | 6.52 | 6.67 | 6.79 | 6.88 | 7 | 311 | 0.095 | 0.078 | 1
2025-08-02 10:00 | 8 | 10 | 6.38 | 6.55 | 6.68 | 6.78 | 6.86 | 6.96 | 315 | 0.103 | 0.065 | 1
2025-08-02 11:00 | 8 | 11 | 9.31 | 9.55 | 9.72 | 9.85 | 9.96 | 10.1 | 299 | 0.112 | 0.062 | 1
2025-08-02 12:00 | 8 | 12 | 10.52 | 10.81 | 11.02 | 11.19 | 11.33 | 11.5 | 309 | 0.084 | 0.068 | 1
2025-08-02 13:00 | 8 | 13 | 10.84 | 11.12 | 11.32 | 11.48 | 11.61 | 11.78 | 305 | 0.103 | 0.062 | 1
2025-08-02 14:00 | 8 | 14 | 10.85 | 11.07 | 11.23 | 11.36 | 11.46 | 11.59 | 294 | 0.081 | 0.05 | 1
2025-08-02 15:00 | 8 | 15 | 10.96 | 11.22 | 11.4 | 11.55 | 11.66 | 11.81 | 294 | 0.075 | 0.056 | 1
2025-08-02 16:00 | 8 | 16 | 10.86 | 11.22 | 11.48 | 11.69 | 11.86 | 12.07 | 300 | 0.094 | 0.08 | 1
2025-08-02 17:00 | 8 | 17 | 11.96 | 12.31 | 12.57 | 12.77 | 12.94 | 13.15 | 299 | 0.083 | 0.072 | 1
2025-08-02 18:00 | 8 | 18 | 10.19 | 10.47 | 10.68 | 10.84 | 10.97 | 11.14 | 287 | 0.115 | 0.067 | 1
2025-08-02 19:00 | 8 | 19 | 8.44 | 8.7 | 8.89 | 9.04 | 9.16 | 9.31 | 282 | 0.094 | 0.074 | 1
2025-08-02 20:00 | 8 | 20 | 7.75 | 8.06 | 8.29 | 8.48 | 8.63 | 8.82 | 279 | 0.087 | 0.098 | 1
2025-08-02 21:00 | 8 | 21 | 7.97 | 8.34 | 8.61 | 8.82 | 9 | 9.23 | 276 | 0.117 | 0.11 | 1
2025-08-02 22:00 | 8 | 22 | 8.05 | 8.44 | 8.73 | 8.96 | 9.16 | 9.4 | 286 | 0.11 | 0.117 | 1
2025-08-02 23:00 | 8 | 23 | 8.99 | 9.43 | 9.76 | 10.02 | 10.24 | 10.51 | 273 | 0.116 | 0.118 | 1
2025-08-03 00:00 | 8 | 0 | 9.25 | 9.7 | 10.02 | 10.29 | 10.5 | 10.78 | 272 | 0.079 | 0.116 | 1
2025-08-03 01:00 | 8 | 1 | 9.9 | 10.33 | 10.65 | 10.91 | 11.12 | 11.38 | 256 | 0.107 | 0.106 | 1
2025-08-03 02:00 | 8 | 2 | 10.53 | 11.05 | 11.44 | 11.75 | 12.01 | 12.33 | 253 | 0.097 | 0.12 | 1
2025-08-03 03:00 | 8 | 3 | 7.64 | 7.99 | 8.25 | 8.45 | 8.63 | 8.84 | 263 | 0.098 | 0.11 | 1
2025-08-03 04:00 | 8 | 4 | 6.84 | 7.16 | 7.41 | 7.6 | 7.76 | 7.96 | 269 | 0.101 | 0.115 | 1
2025-08-03 05:00 | 8 | 5 | 5.96 | 6.22 | 6.42 | 6.57 | 6.7 | 6.86 | 270 | 0.12 | 0.107 | 1
2025-08-03 06:00 | 8 | 6 | 6.56 | 6.88 | 7.12 | 7.31 | 7.47 | 7.67 | 266 | 0.088 | 0.118 | 1
2025-08-03 07:00 | 8 | 7 | 4.52 | 4.74 | 4.9 | 5.03 | 5.14 | 5.28 | 269 | 0.13 | 0.117 | 1
2025-08-03 08:00 | 8 | 8 | 3.74 | 3.91 | 4.03 | 4.13 | 4.21 | 4.31 | 272 | 0.123 | 0.108 | 1
2025-08-03 09:00 | 8 | 9 | 5.42 | 5.63 | 5.79 | 5.92 | 6.03 | 6.16 | 281 | 0.132 | 0.097 | 1
2025-08-03 10:00 | 8 | 10 | 6.22 | 6.44 | 6.6 | 6.73 | 6.83 | 6.96 | 282 | 0.107 | 0.085 | 1
2025-08-03 11:00 | 8 | 11 | 4.7 | 4.82 | 4.91 | 4.98 | 5.04 | 5.11 | 268 | 0.12 | 0.063 | 1
2025-08-03 12:00 | 8 | 12 | 7.12 | 7.31 | 7.46 | 7.57 | 7.66 | 7.78 | 275 | 0.129 | 0.067 | 1
2025-08-03 13:00 | 8 | 13 | 7.47 | 7.69 | 7.84 | 7.96 | 8.06 | 8.19 | 280 | 0.092 | 0.069 | 1
2025-08-03 14:00 | 8 | 14 | 7.9 | 8.11 | 8.27 | 8.39 | 8.49 | 8.61 | 270 | 0.095 | 0.065 | 1
2025-08-03 15:00 | 8 | 15 | 8.39 | 8.57 | 8.7 | 8.8 | 8.88 | 8.98 | 271 | 0.126 | 0.051 | 1
2025-08-03 16:00 | 8 | 16 | 10.39 | 10.67 | 10.87 | 11.03 | 11.16 | 11.32 | 288 | 0.076 | 0.065 | 1
2025-08-03 17:00 | 8 | 17 | 10.41 | 10.82 | 11.12 | 11.36 | 11.55 | 11.8 | 278 | 0.092 | 0.095 | 1
2025-08-03 18:00 | 8 | 18 | 11.14 | 11.62 | 11.98 | 12.27 | 12.5 | 12.8 | 287 | 0.082 | 0.105 | 1
2025-08-03 19:00 | 8 | 19 | 10.97 | 11.49 | 11.87 | 12.17 | 12.43 | 12.74 | 296 | 0.102 | 0.113 | 1
2025-08-03 20:00 | 8 | 20 | 11.67 | 12.33 | 12.82 | 13.21 | 13.54 | 13.95 | 286 | 0.097 | 0.135 | 1
2025-08-03 21:00 | 8 | 21 | 10.26 | 10.85 | 11.29 | 11.64 | 11.94 | 12.31 | 278 | 0.087 | 0.138 | 1
2025-08-03 22:00 | 8 | 22 | 7.92 | 8.4 | 8.76 | 9.05 | 9.29 | 9.6 | 274 | 0.098 | 0.146 | 1
2025-08-03 23:00 | 8 | 23 | 6.19 | 6.58 | 6.87 | 7.1 | 7.29 | 7.54 | 279 | 0.11 | 0.149 | 1
2025-08-04 00:00 | 8 | 0 | 8.11 | 8.61 | 8.98 | 9.29 | 9.54 | 9.86 | 277 | 0.105 | 0.148 | 1
2025-08-04 01:00 | 8 | 1 | 8.08 | 8.54 | 8.88 | 9.15 | 9.38 | 9.67 | 288 | 0.123 | 0.136 | 1
2025-08-04 02:00 | 8 | 2 | 7.91 | 8.34 | 8.66 | 8.91 | 9.13 | 9.4 | 295 | 0.106 | 0.131 | 1
2025-08-04 03:00 | 8 | 3 | 7.25 | 7.68 | 8 | 8.25 | 8.47 | 8.74 | 295 | 0.105 | 0.142 | 1
2025-08-04 04:00 | 8 | 4 | 6.67 | 7.11 | 7.45 | 7.72 | 7.95 | 8.24 | 297 | 0.074 | 0.16 | 1
2025-08-04 05:00 | 8 | 5 | 6.87 | 7.33 | 7.68 | 7.96 | 8.19 | 8.49 | 299 | 0.104 | 0.16 | 1
2025-08-04 06:00 | 8 | 6 | 9.44 | 10.09 | 10.58 | 10.97 | 11.31 | 11.73 | 288 | 0.078 | 0.164 | 1
2025-08-04 07:00 | 8 | 7 | 9.08 | 9.63 | 10.04 | 10.37 | 10.64 | 10.99 | 277 | 0.085 | 0.145 | 1
2025-08-04 08:00 | 8 | 8 | 7.38 | 7.79 | 8.08 | 8.32 | 8.52 | 8.78 | 279 | 0.111 | 0.131 | 1
2025-08-04 09:00 | 8 | 9 | 6.84 | 7.2 | 7.46 | 7.67 | 7.85 | 8.07 | 279 | 0.101 | 0.125 | 1
2025-08-04 10:00 | 8 | 10 | 5.32 | 5.57 | 5.76 | 5.9 | 6.03 | 6.18 | 279 | 0.125 | 0.113 | 1
2025-08-04 11:00 | 8 | 11 | 6.36 | 6.6 | 6.78 | 6.92 | 7.04 | 7.19 | 273 | 0.096 | 0.093 | 1
2025-08-04 12:00 | 8 | 12 | 6.68 | 6.95 | 7.14 | 7.3 | 7.43 | 7.6 | 276 | 0.1 | 0.098 | 1
2025-08-04 13:00 | 8 | 13 | 9.68 | 10.11 | 10.42 | 10.67 | 10.88 | 11.14 | 281 | 0.109 | 0.106 | 1
2025-08-04 14:00 | 8 | 14 | 10.99 | 11.38 | 11.66 | 11.88 | 12.07 | 12.3 | 291 | 0.089 | 0.085 | 1
2025-08-04 15:00 | 8 | 15 | 10.73 | 11.14 | 11.44 | 11.69 | 11.89 | 12.14 | 293 | 0.12 | 0.093 | 1
2025-08-04 16:00 | 8 | 16 | 9.59 | 10 | 10.3 | 10.54 | 10.74 | 10.99 | 291 | 0.077 | 0.103 | 1
2025-08-04 17:00 | 8 | 17 | 9.32 | 9.72 | 10.01 | 10.24 | 10.44 | 10.68 | 286 | 0.132 | 0.104 | 1
2025-08-04 18:00 | 8 | 18 | 7.63 | 7.95 | 8.19 | 8.37 | 8.53 | 8.72 | 295 | 0.087 | 0.101 | 1
2025-08-04 19:00 | 8 | 19 | 6.46 | 6.78 | 7.02 | 7.2 | 7.36 | 7.56 | 283 | 0.104 | 0.119 | 1
2025-08-04 20:00 | 8 | 20 | 7.27 | 7.7 | 8.03 | 8.28 | 8.5 | 8.78 | 276 | 0.115 | 0.142 | 1
2025-08-04 21:00 | 8 | 21 | 7.79 | 8.26 | 8.61 | 8.9 | 9.14 | 9.44 | 273 | 0.103 | 0.145 | 1
2025-08-04 22:00 | 8 | 22 | 7.18 | 7.64 | 7.98 | 8.26 | 8.49 | 8.79 | 262 | 0.105 | 0.153 | 1
2025-08-04 23:00 | 8 | 23 | 7.13 | 7.59 | 7.92 | 8.19 | 8.42 | 8.71 | 275 | 0.108 | 0.151 | 1
2025-08-05 00:00 | 8 | 0 | 7.2 | 7.61 | 7.92 | 8.17 | 8.38 | 8.64 | 272 | 0.1 | 0.138 | 1
2025-08-05 01:00 | 8 | 1 | 9.28 | 9.8 | 10.18 | 10.48 | 10.74 | 11.06 | 268 | 0.116 | 0.133 | 1
2025-08-05 02:00 | 8 | 2 | 8.07 | 8.57 | 8.94 | 9.24 | 9.5 | 9.81 | 259 | 0.106 | 0.148 | 1
2025-08-05 03:00 | 8 | 3 | 8.34 | 8.77 | 9.09 | 9.35 | 9.57 | 9.84 | 254 | 0.096 | 0.125 | 1
2025-08-05 04:00 | 8 | 4 | 7.78 | 8.24 | 8.58 | 8.85 | 9.08 | 9.37 | 255 | 0.082 | 0.141 | 1
2025-08-05 05:00 | 8 | 5 | 8.1 | 8.61 | 8.99 | 9.29 | 9.55 | 9.87 | 253 | 0.109 | 0.149 | 1
2025-08-05 06:00 | 8 | 6 | 4.8 | 5.1 | 5.33 | 5.52 | 5.68 | 5.88 | 254 | 0.15 | 0.154 | 1
2025-08-05 07:00 | 8 | 7 | 4.56 | 4.87 | 5.09 | 5.28 | 5.43 | 5.63 | 280 | 0.118 | 0.159 | 1
2025-08-05 08:00 | 8 | 8 | 4.51 | 4.76 | 4.95 | 5.1 | 5.23 | 5.39 | 288 | 0.102 | 0.135 | 1
2025-08-05 09:00 | 8 | 9 | 5.85 | 6.11 | 6.3 | 6.46 | 6.58 | 6.74 | 291 | 0.105 | 0.108 | 1
2025-08-05 10:00 | 8 | 10 | 4.93 | 5.13 | 5.27 | 5.38 | 5.48 | 5.6 | 297 | 0.134 | 0.096 | 1
2025-08-05 11:00 | 8 | 11 | 5.11 | 5.28 | 5.4 | 5.5 | 5.58 | 5.68 | 293 | 0.143 | 0.081 | 1
2025-08-05 12:00 | 8 | 12 | 6.14 | 6.34 | 6.48 | 6.59 | 6.69 | 6.81 | 283 | 0.088 | 0.078 | 1
2025-08-05 13:00 | 8 | 13 | 7.45 | 7.72 | 7.92 | 8.07 | 8.2 | 8.36 | 277 | 0.093 | 0.087 | 0
2025-08-05 14:00 | 8 | 14 | 5.91 | 6.11 | 6.25 | 6.37 | 6.46 | 6.58 | 283 | 0.097 | 0.082 | 1
2025-08-05 15:00 | 8 | 15 | 3.27 | 3.38 | 3.46 | 3.53 | 3.58 | 3.65 | 268 | 0.105 | 0.083 | 1
2025-08-05 16:00 | 8 | 16 | 3.14 | 3.26 | 3.34 | 3.41 | 3.47 | 3.54 | 264 | 0.139 | 0.091 | 1
2025-08-05 17:00 | 8 | 17 | 2.86 | 2.97 | 3.06 | 3.12 | 3.17 | 3.24 | 260 | 0.154 | 0.093 | 1
2025-08-05 18:00 | 8 | 18 | 2.95 | 3.06 | 3.14 | 3.2 | 3.26 | 3.32 | 259 | 0.127 | 0.09 | 1
2025-08-05 19:00 | 8 | 19 | 3.76 | 3.94 | 4.06 | 4.16 | 4.25 | 4.35 | 247 | 0.153 | 0.11 | 1
2025-08-05 20:00 | 8 | 20 | 3.42 | 3.57 | 3.69 | 3.78 | 3.86 | 3.95 | 248 | 0.104 | 0.11 | 1
2025-08-05 21:00 | 8 | 21 | 3.88 | 4.06 | 4.19 | 4.3 | 4.39 | 4.5 | 244 | 0.13 | 0.112 | 1
2025-08-05 22:00 | 8 | 22 | 4.27 | 4.48 | 4.63 | 4.76 | 4.86 | 4.99 | 248 | 0.155 | 0.119 | 1
2025-08-05 23:00 | 8 | 23 | 4.23 | 4.44 | 4.59 | 4.72 | 4.82 | 4.95 | 249 | 0.14 | 0.12 | 1
2025-08-06 00:00 | 8 | 0 | 4.19 | 4.42 | 4.59 | 4.72 | 4.83 | 4.98 | 259 | 0.111 | 0.129 | 1
2025-08-06 01:00 | 8 | 1 | 3.6 | 3.81 | 3.96 | 4.08 | 4.18 | 4.31 | 265 | 0.144 | 0.135 | 1
2025-08-06 02:00 | 8 | 2 | 4.51 | 4.76 | 4.94 | 5.09 | 5.21 | 5.37 | 267 | 0.134 | 0.132 | 1
2025-08-06 03:00 | 8 | 3 | 5.23 | 5.52 | 5.74 | 5.92 | 6.06 | 6.25 | 271 | 0.11 | 0.134 | 1
2025-08-06 04:00 | 8 | 4 | 4.52 | 4.78 | 4.98 | 5.13 | 5.26 | 5.43 | 269 | 0.122 | 0.138 | 1
2025-08-06 05:00 | 8 | 5 | 3.96 | 4.18 | 4.34 | 4.46 | 4.57 | 4.71 | 277 | 0.13 | 0.13 | 1
2025-08-06 06:00 | 8 | 6 | 5.65 | 5.93 | 6.14 | 6.3 | 6.44 | 6.61 | 280 | 0.108 | 0.119 | 1
2025-08-06 07:00 | 8 | 7 | 5.22 | 5.48 | 5.68 | 5.83 | 5.97 | 6.13 | 265 | 0.126 | 0.121 | 1
2025-08-06 08:00 | 8 | 8 | 3.91 | 4.11 | 4.26 | 4.37 | 4.47 | 4.59 | 272 | 0.123 | 0.121 | 1
2025-08-06 09:00 | 8 | 9 | 3.6 | 3.8 | 3.95 | 4.06 | 4.16 | 4.29 | 276 | 0.127 | 0.133 | 1
2025-08-06 10:00 | 8 | 10 | 3.3 | 3.47 | 3.6 | 3.71 | 3.79 | 3.9 | 257 | 0.156 | 0.127 | 1
2025-08-06 11:00 | 8 | 11 | 3.01 | 3.16 | 3.28 | 3.37 | 3.44 | 3.54 | 267 | 0.139 | 0.122 | 1
2025-08-06 12:00 | 8 | 12 | 3.57 | 3.7 | 3.8 | 3.88 | 3.94 | 4.02 | 271 | 0.134 | 0.09 | 1
2025-08-06 13:00 | 8 | 13 | 2.67 | 2.75 | 2.82 | 2.87 | 2.91 | 2.97 | 268 | 0.164 | 0.081 | 1
2025-08-06 14:00 | 8 | 14 | 3.52 | 3.65 | 3.74 | 3.81 | 3.87 | 3.94 | 271 | 0.122 | 0.086 | 1
2025-08-06 15:00 | 8 | 15 | 2.31 | 2.39 | 2.45 | 2.49 | 2.53 | 2.58 | 267 | 0.17 | 0.083 | 1
2025-08-06 16:00 | 8 | 16 | 2.43 | 2.51 | 2.56 | 2.61 | 2.65 | 2.69 | 276 | 0.191 | 0.078 | 1
2025-08-06 17:00 | 8 | 17 | 2.69 | 2.79 | 2.86 | 2.91 | 2.96 | 3.02 | 275 | 0.152 | 0.087 | 1
2025-08-06 18:00 | 8 | 18 | 4.05 | 4.21 | 4.32 | 4.41 | 4.49 | 4.58 | 270 | 0.127 | 0.092 | 1
2025-08-06 19:00 | 8 | 19 | 3.34 | 3.47 | 3.57 | 3.64 | 3.7 | 3.78 | 283 | 0.157 | 0.093 | 1
2025-08-06 20:00 | 8 | 20 | 2.83 | 2.97 | 3.07 | 3.15 | 3.21 | 3.3 | 276 | 0.151 | 0.115 | 1
2025-08-06 21:00 | 8 | 21 | 3.18 | 3.36 | 3.49 | 3.6 | 3.69 | 3.8 | 281 | 0.133 | 0.134 | 1
2025-08-06 22:00 | 8 | 22 | 3.48 | 3.69 | 3.85 | 3.98 | 4.09 | 4.23 | 275 | 0.138 | 0.148 | 1
2025-08-06 23:00 | 8 | 23 | 2.63 | 2.81 | 2.94 | 3.04 | 3.13 | 3.25 | 287 | 0.155 | 0.159 | 1
2025-08-07 00:00 | 8 | 0 | 1.89 | 2.02 | 2.11 | 2.19 | 2.25 | 2.33 | 285 | 0.191 | 0.16 | 1
2025-08-07 01:00 | 8 | 1 | 2.63 | 2.78 | 2.9 | 3 | 3.08 | 3.18 | 289 | 0.147 | 0.144 | 1
2025-08-07 02:00 | 8 | 2 | 2.45 | 2.61 | 2.73 | 2.83 | 2.91 | 3.01 | 288 | 0.15 | 0.155 | 1
2025-08-07 03:00 | 8 | 3 | 1.91 | 2.03 | 2.11 | 2.19 | 2.25 | 2.32 | 287 | 0.2 | 0.15 | 1
2025-08-07 04:00 | 8 | 4 | 1.73 | 1.83 | 1.91 | 1.97 | 2.02 | 2.09 | 282 | 0.198 | 0.146 | 1
2025-08-07 05:00 | 8 | 5 | 1.88 | 1.98 | 2.04 | 2.1 | 2.14 | 2.2 | 274 | 0.193 | 0.117 | 1
2025-08-07 06:00 | 8 | 6 | 3.22 | 3.35 | 3.45 | 3.53 | 3.59 | 3.67 | 274 | 0.151 | 0.099 | 1
2025-08-07 07:00 | 8 | 7 | 2.97 | 3.07 | 3.15 | 3.22 | 3.27 | 3.33 | 276 | 0.148 | 0.089 | 1
2025-08-07 08:00 | 8 | 8 | 2.69 | 2.8 | 2.88 | 2.94 | 2.99 | 3.06 | 263 | 0.193 | 0.096 | 1
2025-08-07 09:00 | 8 | 9 | 2.46 | 2.54 | 2.61 | 2.65 | 2.69 | 2.74 | 284 | 0.181 | 0.082 | 1
2025-08-07 10:00 | 8 | 10 | 1.74 | 1.8 | 1.85 | 1.89 | 1.92 | 1.95 | 289 | 0.212 | 0.088 | 1
2025-08-07 11:00 | 8 | 11 | 1.96 | 2.04 | 2.1 | 2.14 | 2.18 | 2.23 | 291 | 0.191 | 0.096 | 1
2025-08-07 12:00 | 8 | 12 | 2.49 | 2.6 | 2.68 | 2.74 | 2.79 | 2.86 | 294 | 0.176 | 0.105 | 1
2025-08-07 13:00 | 8 | 13 | 3.24 | 3.39 | 3.5 | 3.59 | 3.66 | 3.75 | 282 | 0.146 | 0.111 | 1
2025-08-07 14:00 | 8 | 14 | 2.63 | 2.73 | 2.81 | 2.87 | 2.93 | 2.99 | 290 | 0.156 | 0.099 | 1
2025-08-07 15:00 | 8 | 15 | 1.62 | 1.68 | 1.73 | 1.77 | 1.8 | 1.84 | 288 | 0.227 | 0.1 | 1
2025-08-07 16:00 | 8 | 16 | 2.49 | 2.6 | 2.67 | 2.73 | 2.78 | 2.84 | 286 | 0.151 | 0.1 | 1
2025-08-07 17:00 | 8 | 17 | 3.66 | 3.82 | 3.94 | 4.03 | 4.11 | 4.21 | 271 | 0.149 | 0.106 | 1
2025-08-07 18:00 | 8 | 18 | 3.41 | 3.55 | 3.65 | 3.74 | 3.8 | 3.89 | 279 | 0.136 | 0.099 | 1
2025-08-07 19:00 | 8 | 19 | 4.79 | 4.97 | 5.1 | 5.2 | 5.28 | 5.39 | 261 | 0.129 | 0.089 | 1
2025-08-07 20:00 | 8 | 20 | 6.74 | 6.98 | 7.16 | 7.3 | 7.41 | 7.56 | 271 | 0.121 | 0.086 | 1
2025-08-07 21:00 | 8 | 21 | 5.55 | 5.76 | 5.91 | 6.03 | 6.14 | 6.26 | 268 | 0.135 | 0.092 | 1
2025-08-07 22:00 | 8 | 22 | 5.88 | 6.09 | 6.26 | 6.38 | 6.49 | 6.62 | 259 | 0.108 | 0.09 | 1
2025-08-07 23:00 | 8 | 23 | 6.46 | 6.73 | 6.93 | 7.09 | 7.22 | 7.38 | 276 | 0.126 | 0.101 | 1
2025-08-08 00:00 | 8 | 0 | 6.6 | 6.88 | 7.09 | 7.25 | 7.39 | 7.56 | 287 | 0.126 | 0.103 | 1
2025-08-08 01:00 | 8 | 1 | 6.81 | 7.04 | 7.2 | 7.34 | 7.44 | 7.58 | 275 | 0.136 | 0.081 | 1
2025-08-08 02:00 | 8 | 2 | 7.15 | 7.37 | 7.53 | 7.66 | 7.76 | 7.89 | 275 | 0.091 | 0.075 | 1
2025-08-08 03:00 | 8 | 3 | 5.82 | 6.01 | 6.15 | 6.26 | 6.35 | 6.46 | 281 | 0.122 | 0.079 | 1
2025-08-08 04:00 | 8 | 4 | 5.78 | 5.95 | 6.08 | 6.18 | 6.26 | 6.36 | 256 | 0.116 | 0.073 | 1
2025-08-08 05:00 | 8 | 5 | 6.51 | 6.74 | 6.91 | 7.04 | 7.15 | 7.28 | 257 | 0.133 | 0.085 | 1
2025-08-08 06:00 | 8 | 6 | 5.87 | 6.07 | 6.22 | 6.34 | 6.44 | 6.57 | 252 | 0.14 | 0.085 | 1
2025-08-08 07:00 | 8 | 7 | 6.17 | 6.43 | 6.62 | 6.77 | 6.89 | 7.05 | 260 | 0.083 | 0.1 | 1
2025-08-08 08:00 | 8 | 8 | 6.02 | 6.29 | 6.48 | 6.64 | 6.77 | 6.94 | 267 | 0.122 | 0.108 | 1
2025-08-08 09:00 | 8 | 9 | 3.74 | 3.89 | 3.99 | 4.08 | 4.15 | 4.24 | 273 | 0.141 | 0.094 | 1
2025-08-08 10:00 | 8 | 10 | 3.61 | 3.73 | 3.82 | 3.89 | 3.95 | 4.02 | 280 | 0.154 | 0.082 | 1
2025-08-08 11:00 | 8 | 11 | 3.8 | 3.94 | 4.05 | 4.13 | 4.2 | 4.29 | 271 | 0.148 | 0.092 | 0
2025-08-08 12:00 | 8 | 12 | 3.71 | 3.87 | 3.98 | 4.07 | 4.14 | 4.24 | 260 | 0.133 | 0.099 | 1
2025-08-08 13:00 | 8 | 13 | 2.54 | 2.65 | 2.74 | 2.8 | 2.86 | 2.93 | 257 | 0.175 | 0.109 | 1
2025-08-08 14:00 | 8 | 14 | 2.96 | 3.08 | 3.17 | 3.24 | 3.3 | 3.37 | 266 | 0.155 | 0.098 | 1
2025-08-08 15:00 | 8 | 15 | 3.56 | 3.73 | 3.85 | 3.95 | 4.04 | 4.14 | 274 | 0.125 | 0.115 | 1
2025-08-08 16:00 | 8 | 16 | 4.92 | 5.16 | 5.33 | 5.47 | 5.59 | 5.73 | 270 | 0.143 | 0.116 | 1
2025-08-08 17:00 | 8 | 17 | 5.91 | 6.2 | 6.42 | 6.59 | 6.74 | 6.92 | 270 | 0.092 | 0.119 | 1
2025-08-08 18:00 | 8 | 18 | 7.1 | 7.48 | 7.76 | 7.98 | 8.17 | 8.4 | 269 | 0.099 | 0.127 | 1
2025-08-08 19:00 | 8 | 19 | 7.4 | 7.86 | 8.2 | 8.47 | 8.7 | 8.99 | 265 | 0.078 | 0.148 | 1
2025-08-08 20:00 | 8 | 20 | 7.74 | 8.23 | 8.59 | 8.89 | 9.14 | 9.45 | 268 | 0.105 | 0.151 | 1
2025-08-08 21:00 | 8 | 21 | 7.36 | 7.85 | 8.23 | 8.53 | 8.78 | 9.1 | 250 | 0.102 | 0.161 | 1
2025-08-08 22:00 | 8 | 22 | 6.13 | 6.52 | 6.81 | 7.05 | 7.25 | 7.5 | 259 | 0.101 | 0.153 | 1
2025-08-08 23:00 | 8 | 23 | 6.2 | 6.58 | 6.87 | 7.1 | 7.3 | 7.54 | 266 | 0.105 | 0.149 | 1
2025-08-09 00:00 | 8 | 0 | 4.75 | 5.08 | 5.32 | 5.52 | 5.68 | 5.89 | 261 | 0.11 | 0.163 | 1
2025-08-09 01:00 | 8 | 1 | 3.94 | 4.17 | 4.33 | 4.47 | 4.58 | 4.72 | 251 | 0.145 | 0.137 | 1
2025-08-09 02:00 | 8 | 2 | 4.64 | 4.89 | 5.07 | 5.22 | 5.34 | 5.5 | 252 | 0.139 | 0.129 | 1
2025-08-09 03:00 | 8 | 3 | 3.63 | 3.83 | 3.98 | 4.1 | 4.2 | 4.33 | 249 | 0.163 | 0.132 | 1
2025-08-09 04:00 | 8 | 4 | 3.93 | 4.15 | 4.31 | 4.45 | 4.56 | 4.7 | 253 | 0.122 | 0.135 | 1
2025-08-09 05:00 | 8 | 5 | 3.81 | 4.04 | 4.21 | 4.35 | 4.46 | 4.61 | 251 | 0.15 | 0.143 | 1
2025-08-09 06:00 | 8 | 6 | 3.7 | 3.93 | 4.1 | 4.23 | 4.35 | 4.49 | 265 | 0.159 | 0.147 | 1
2025-08-09 07:00 | 8 | 7 | 3.44 | 3.63 | 3.78 | 3.89 | 3.99 | 4.11 | 270 | 0.131 | 0.135 | 1
2025-08-09 08:00 | 8 | 8 | 2.81 | 2.97 | 3.09 | 3.19 | 3.27 | 3.38 | 270 | 0.143 | 0.14 | 1
2025-08-09 09:00 | 8 | 9 | 3.34 | 3.51 | 3.63 | 3.73 | 3.81 | 3.92 | 260 | 0.138 | 0.12 | 1
2025-08-09 10:00 | 8 | 10 | 3.05 | 3.19 | 3.29 | 3.37 | 3.44 | 3.53 | 265 | 0.161 | 0.11 | 0
2025-08-09 11:00 | 8 | 11 | 2.86 | 2.97 | 3.06 | 3.12 | 3.18 | 3.25 | 262 | 0.166 | 0.097 | 1
2025-08-09 12:00 | 8 | 12 | 3.94 | 4.1 | 4.21 | 4.3 | 4.37 | 4.46 | 256 | 0.14 | 0.093 | 1
2025-08-09 13:00 | 8 | 13 | 3.71 | 3.85 | 3.96 | 4.04 | 4.11 | 4.2 | 253 | 0.127 | 0.093 | 1
2025-08-09 14:00 | 8 | 14 | 2.95 | 3.04 | 3.1 | 3.15 | 3.2 | 3.25 | 276 | 0.156 | 0.072 | 1
2025-08-09 15:00 | 8 | 15 | 4.31 | 4.43 | 4.52 | 4.59 | 4.65 | 4.72 | 275 | 0.117 | 0.069 | 1
2025-08-09 16:00 | 8 | 16 | 6.59 | 6.73 | 6.82 | 6.9 | 6.96 | 7.04 | 272 | 0.108 | 0.05 | 1
2025-08-09 17:00 | 8 | 17 | 5.51 | 5.63 | 5.71 | 5.78 | 5.83 | 5.9 | 275 | 0.117 | 0.053 | 1
2025-08-09 18:00 | 8 | 18 | 4.43 | 4.53 | 4.61 | 4.67 | 4.71 | 4.77 | 267 | 0.101 | 0.056 | 1
2025-08-09 19:00 | 8 | 19 | 5.12 | 5.25 | 5.35 | 5.43 | 5.49 | 5.57 | 271 | 0.124 | 0.064 | 1
2025-08-09 20:00 | 8 | 20 | 3.82 | 3.94 | 4.03 | 4.1 | 4.15 | 4.22 | 277 | 0.162 | 0.075 | 1
2025-08-09 21:00 | 8 | 21 | 3.6 | 3.73 | 3.83 | 3.91 | 3.97 | 4.05 | 270 | 0.155 | 0.09 | 1
2025-08-09 22:00 | 8 | 22 | 3.62 | 3.78 | 3.9 | 3.99 | 4.07 | 4.17 | 264 | 0.107 | 0.107 | 1
2025-08-09 23:00 | 8 | 23 | 3.65 | 3.83 | 3.97 | 4.08 | 4.18 | 4.29 | 257 | 0.156 | 0.124 | 1
2025-08-10 00:00 | 8 | 0 | 3.12 | 3.28 | 3.39 | 3.48 | 3.56 | 3.65 | 251 | 0.128 | 0.118 | 1
2025-08-10 01:00 | 8 | 1 | 3.7 | 3.88 | 4.01 | 4.12 | 4.21 | 4.32 | 240 | 0.124 | 0.116 | 1
2025-08-10 02:00 | 8 | 2 | 4.15 | 4.4 | 4.59 | 4.74 | 4.87 | 5.03 | 236 | 0.1 | 0.145 | 1
2025-08-10 03:00 | 8 | 3 | 5.47 | 5.79 | 6.03 | 6.22 | 6.37 | 6.58 | 238 | 0.095 | 0.139 | 1
2025-08-10 04:00 | 8 | 4 | 6.12 | 6.44 | 6.68 | 6.87 | 7.03 | 7.23 | 241 | 0.116 | 0.126 | 1
2025-08-10 05:00 | 8 | 5 | 6.8 | 7.19 | 7.49 | 7.72 | 7.92 | 8.17 | 240 | 0.104 | 0.139 | 0
2025-08-10 06:00 | 8 | 6 | 6.44 | 6.83 | 7.11 | 7.34 | 7.53 | 7.78 | 239 | 0.145 | 0.142 | 0
2025-08-10 07:00 | 8 | 7 | 6.15 | 6.55 | 6.84 | 7.08 | 7.28 | 7.53 | 245 | 0.128 | 0.153 | 1
2025-08-10 08:00 | 8 | 8 | 6.47 | 6.86 | 7.15 | 7.39 | 7.59 | 7.84 | 250 | 0.133 | 0.146 | 1
2025-08-10 09:00 | 8 | 9 | 6.67 | 7.07 | 7.37 | 7.61 | 7.81 | 8.07 | 258 | 0.098 | 0.144 | 1
2025-08-10 10:00 | 8 | 10 | 6.46 | 6.84 | 7.12 | 7.34 | 7.53 | 7.77 | 261 | 0.09 | 0.139 | 1
2025-08-10 11:00 | 8 | 11 | 7.35 | 7.74 | 8.02 | 8.25 | 8.44 | 8.68 | 248 | 0.102 | 0.125 | 1
2025-08-10 12:00 | 8 | 12 | 8.86 | 9.23 | 9.5 | 9.71 | 9.89 | 10.12 | 242 | 0.09 | 0.101 | 1
2025-08-10 13:00 | 8 | 13 | 9.04 | 9.4 | 9.65 | 9.86 | 10.03 | 10.25 | 249 | 0.128 | 0.095 | 1
2025-08-10 14:00 | 8 | 14 | 9.6 | 9.98 | 10.26 | 10.48 | 10.66 | 10.89 | 249 | 0.117 | 0.096 | 1
2025-08-10 15:00 | 8 | 15 | 11.43 | 11.9 | 12.24 | 12.51 | 12.74 | 13.02 | 249 | 0.11 | 0.099 | 1
2025-08-10 16:00 | 8 | 16 | 11.27 | 11.76 | 12.12 | 12.41 | 12.65 | 12.95 | 260 | 0.088 | 0.105 | 1
2025-08-10 17:00 | 8 | 17 | 8.97 | 9.42 | 9.74 | 10.01 | 10.23 | 10.5 | 259 | 0.097 | 0.119 | 1
2025-08-10 18:00 | 8 | 18 | 9.44 | 10 | 10.41 | 10.75 | 11.03 | 11.38 | 253 | 0.08 | 0.141 | 1
2025-08-10 19:00 | 8 | 19 | 8.27 | 8.77 | 9.15 | 9.45 | 9.7 | 10.02 | 250 | 0.088 | 0.145 | 1
2025-08-10 20:00 | 8 | 20 | 9.09 | 9.54 | 9.87 | 10.13 | 10.35 | 10.63 | 260 | 0.113 | 0.118 | 1
2025-08-10 21:00 | 8 | 21 | 10.85 | 11.47 | 11.94 | 12.31 | 12.63 | 13.02 | 248 | 0.104 | 0.139 | 1
2025-08-10 22:00 | 8 | 22 | 11.39 | 12.04 | 12.53 | 12.92 | 13.25 | 13.66 | 247 | 0.1 | 0.138 | 1
2025-08-10 23:00 | 8 | 23 | 11.2 | 11.88 | 12.38 | 12.78 | 13.12 | 13.55 | 256 | 0.095 | 0.144 | 1
2025-08-11 00:00 | 8 | 0 | 10.67 | 11.27 | 11.73 | 12.09 | 12.39 | 12.77 | 262 | 0.094 | 0.136 | 1
2025-08-11 01:00 | 8 | 1 | 11.98 | 12.62 | 13.1 | 13.48 | 13.8 | 14.2 | 263 | 0.078 | 0.129 | 1
2025-08-11 02:00 | 8 | 2 | 12.95 | 13.68 | 14.23 | 14.66 | 15.03 | 15.49 | 263 | 0.099 | 0.135 | 1
2025-08-11 03:00 | 8 | 3 | 12.71 | 13.53 | 14.14 | 14.64 | 15.06 | 15.59 | 266 | 0.109 | 0.155 | 1
2025-08-11 04:00 | 8 | 4 | 12.16 | 12.89 | 13.44 | 13.88 | 14.25 | 14.72 | 255 | 0.106 | 0.145 | 1
2025-08-11 05:00 | 8 | 5 | 11.78 | 12.56 | 13.14 | 13.61 | 14 | 14.5 | 252 | 0.095 | 0.157 | 1
2025-08-11 06:00 | 8 | 6 | 10.92 | 11.57 | 12.04 | 12.43 | 12.75 | 13.16 | 258 | 0.091 | 0.141 | 1
2025-08-11 07:00 | 8 | 7 | 10.66 | 11.32 | 11.82 | 12.22 | 12.56 | 12.99 | 264 | 0.071 | 0.15 | 1
2025-08-11 08:00 | 8 | 8 | 10.72 | 11.42 | 11.94 | 12.36 | 12.71 | 13.16 | 280 | 0.11 | 0.155 | 1
2025-08-11 09:00 | 8 | 9 | 11.12 | 11.73 | 12.19 | 12.56 | 12.86 | 13.25 | 273 | 0.097 | 0.133 | 0
2025-08-11 10:00 | 8 | 10 | 11.51 | 12.12 | 12.56 | 12.92 | 13.22 | 13.6 | 262 | 0.104 | 0.126 | 1
2025-08-11 11:00 | 8 | 11 | 12.06 | 12.65 | 13.1 | 13.45 | 13.74 | 14.11 | 266 | 0.082 | 0.119 | 1
2025-08-11 12:00 | 8 | 12 | 10.77 | 11.36 | 11.8 | 12.15 | 12.45 | 12.82 | 273 | 0.136 | 0.132 | 1
2025-08-11 13:00 | 8 | 13 | 10.04 | 10.6 | 11.01 | 11.34 | 11.62 | 11.97 | 271 | 0.102 | 0.132 | 1
2025-08-11 14:00 | 8 | 14 | 10.37 | 10.96 | 11.4 | 11.75 | 12.04 | 12.41 | 265 | 0.09 | 0.136 | 1
2025-08-11 15:00 | 8 | 15 | 11.08 | 11.7 | 12.16 | 12.53 | 12.84 | 13.23 | 268 | 0.137 | 0.134 | 1
2025-08-11 16:00 | 8 | 16 | 11.06 | 11.72 | 12.2 | 12.6 | 12.92 | 13.34 | 273 | 0.106 | 0.141 | 1
2025-08-11 17:00 | 8 | 17 | 10.12 | 10.78 | 11.28 | 11.68 | 12.02 | 12.45 | 266 | 0.097 | 0.157 | 1
2025-08-11 18:00 | 8 | 18 | 10.84 | 11.51 | 12.01 | 12.42 | 12.76 | 13.19 | 250 | 0.101 | 0.148 | 1
2025-08-11 19:00 | 8 | 19 | 10.02 | 10.61 | 11.05 | 11.41 | 11.71 | 12.08 | 259 | 0.113 | 0.142 | 1
2025-08-11 20:00 | 8 | 20 | 9.89 | 10.51 | 10.96 | 11.33 | 11.64 | 12.03 | 262 | 0.099 | 0.148 | 1
2025-08-11 21:00 | 8 | 21 | 10.12 | 10.75 | 11.22 | 11.59 | 11.91 | 12.31 | 254 | 0.096 | 0.148 | 1
2025-08-11 22:00 | 8 | 22 | 10.88 | 11.6 | 12.15 | 12.58 | 12.95 | 13.42 | 258 | 0.076 | 0.159 | 1
2025-08-11 23:00 | 8 | 23 | 11.8 | 12.59 | 13.18 | 13.66 | 14.06 | 14.58 | 254 | 0.092 | 0.16 | 1
2025-08-12 00:00 | 8 | 0 | 14.27 | 15.26 | 16 | 16.6 | 17.11 | 17.75 | 259 | 0.108 | 0.165 | 1
2025-08-12 01:00 | 8 | 1 | 13.32 | 14.15 | 14.77 | 15.26 | 15.68 | 16.21 | 272 | 0.078 | 0.149 | 1
2025-08-12 02:00 | 8 | 2 | 13.22 | 13.98 | 14.54 | 14.99 | 15.37 | 15.85 | 256 | 0.1 | 0.137 | 1
2025-08-12 03:00 | 8 | 3 | 13.8 | 14.55 | 15.1 | 15.55 | 15.92 | 16.39 | 264 | 0.095 | 0.13 | 1
2025-08-12 04:00 | 8 | 4 | 14.17 | 15.03 | 15.67 | 16.19 | 16.63 | 17.18 | 266 | 0.097 | 0.146 | 1
2025-08-12 05:00 | 8 | 5 | 12.18 | 12.94 | 13.51 | 13.96 | 14.35 | 14.83 | 263 | 0.086 | 0.149 | 1
2025-08-12 06:00 | 8 | 6 | 13.72 | 14.51 | 15.1 | 15.57 | 15.96 | 16.46 | 269 | 0.084 | 0.138 | 1
2025-08-12 07:00 | 8 | 7 | 12.5 | 13.22 | 13.76 | 14.19 | 14.55 | 15.01 | 256 | 0.11 | 0.138 | 1
2025-08-12 08:00 | 8 | 8 | 12.61 | 13.33 | 13.86 | 14.29 | 14.65 | 15.11 | 236 | 0.083 | 0.137 | 1
2025-08-12 09:00 | 8 | 9 | 11.71 | 12.21 | 12.58 | 12.87 | 13.11 | 13.42 | 227 | 0.106 | 0.103 | 1
2025-08-12 10:00 | 8 | 10 | 10.72 | 11.18 | 11.51 | 11.78 | 12 | 12.27 | 235 | 0.118 | 0.102 | 1
2025-08-12 11:00 | 8 | 11 | 11.83 | 12.39 | 12.81 | 13.14 | 13.41 | 13.76 | 242 | 0.11 | 0.114 | 1
2025-08-12 12:00 | 8 | 12 | 12.37 | 12.88 | 13.26 | 13.56 | 13.81 | 14.12 | 231 | 0.09 | 0.1 | 1
2025-08-12 13:00 | 8 | 13 | 12.6 | 13 | 13.28 | 13.51 | 13.7 | 13.93 | 239 | 0.072 | 0.076 | 1
2025-08-12 14:00 | 8 | 14 | 11.39 | 11.73 | 11.97 | 12.16 | 12.32 | 12.52 | 247 | 0.11 | 0.072 | 1
2025-08-12 15:00 | 8 | 15 | 13.29 | 13.67 | 13.95 | 14.17 | 14.35 | 14.57 | 260 | 0.095 | 0.069 | 1
2025-08-12 16:00 | 8 | 16 | 12.8 | 13.26 | 13.58 | 13.85 | 14.06 | 14.33 | 260 | 0.117 | 0.085 | 1
2025-08-12 17:00 | 8 | 17 | 15.26 | 15.82 | 16.22 | 16.54 | 16.81 | 17.14 | 256 | 0.093 | 0.088 | 1
2025-08-12 18:00 | 8 | 18 | 12.88 | 13.34 | 13.68 | 13.95 | 14.17 | 14.45 | 261 | 0.1 | 0.087 | 1
2025-08-12 19:00 | 8 | 19 | 11.37 | 11.87 | 12.24 | 12.53 | 12.78 | 13.09 | 269 | 0.084 | 0.107 | 1
2025-08-12 20:00 | 8 | 20 | 12.5 | 13.12 | 13.57 | 13.94 | 14.24 | 14.62 | 260 | 0.088 | 0.119 | 1
2025-08-12 21:00 | 8 | 21 | 11.8 | 12.39 | 12.83 | 13.18 | 13.47 | 13.84 | 256 | 0.103 | 0.12 | 1
2025-08-12 22:00 | 8 | 22 | 12.23 | 12.91 | 13.41 | 13.81 | 14.15 | 14.58 | 252 | 0.107 | 0.133 | 1
2025-08-12 23:00 | 8 | 23 | 11.95 | 12.6 | 13.09 | 13.48 | 13.8 | 14.22 | 245 | 0.088 | 0.131 | 1
2025-08-13 00:00 | 8 | 0 | 13.88 | 14.55 | 15.05 | 15.45 | 15.78 | 16.2 | 263 | 0.098 | 0.117 | 1
2025-08-13 01:00 | 8 | 1 | 13.42 | 13.94 | 14.31 | 14.61 | 14.86 | 15.17 | 268 | 0.087 | 0.093 | 1
2025-08-13 02:00 | 8 | 2 | 13.31 | 13.79 | 14.14 | 14.42 | 14.65 | 14.94 | 263 | 0.096 | 0.088 | 1
2025-08-13 03:00 | 8 | 3 | 13.42 | 13.92 | 14.28 | 14.57 | 14.8 | 15.1 | 262 | 0.073 | 0.089 | 1
2025-08-13 04:00 | 8 | 4 | 11.73 | 12.17 | 12.49 | 12.75 | 12.96 | 13.23 | 275 | 0.112 | 0.091 | 1
2025-08-13 05:00 | 8 | 5 | 9.37 | 9.72 | 9.98 | 10.18 | 10.35 | 10.56 | 283 | 0.072 | 0.09 | 1
2025-08-13 06:00 | 8 | 6 | 9.11 | 9.49 | 9.78 | 10 | 10.19 | 10.42 | 289 | 0.113 | 0.102 | 1
2025-08-13 07:00 | 8 | 7 | 7.23 | 7.52 | 7.74 | 7.91 | 8.05 | 8.23 | 296 | 0.11 | 0.098 | 1
2025-08-13 08:00 | 8 | 8 | 7.83 | 8.1 | 8.3 | 8.45 | 8.58 | 8.74 | 287 | 0.11 | 0.083 | 1
2025-08-13 09:00 | 8 | 9 | 7.76 | 8.01 | 8.2 | 8.35 | 8.47 | 8.63 | 286 | 0.106 | 0.081 | 1
2025-08-13 10:00 | 8 | 10 | 7.14 | 7.44 | 7.66 | 7.83 | 7.98 | 8.16 | 274 | 0.098 | 0.101 | 1
2025-08-13 11:00 | 8 | 11 | 8.42 | 8.79 | 9.06 | 9.27 | 9.46 | 9.68 | 280 | 0.104 | 0.106 | 1
2025-08-13 12:00 | 8 | 12 | 9.64 | 10.12 | 10.48 | 10.76 | 11 | 11.3 | 280 | 0.076 | 0.12 | 1
2025-08-13 13:00 | 8 | 13 | 8.09 | 8.42 | 8.66 | 8.86 | 9.02 | 9.22 | 279 | 0.102 | 0.098 | 1
2025-08-13 14:00 | 8 | 14 | 8.34 | 8.63 | 8.84 | 9.01 | 9.14 | 9.31 | 277 | 0.09 | 0.083 | 1
2025-08-13 15:00 | 8 | 15 | 7.8 | 8.09 | 8.3 | 8.46 | 8.6 | 8.78 | 286 | 0.103 | 0.09 | 1
2025-08-13 16:00 | 8 | 16 | 8.46 | 8.78 | 9.01 | 9.2 | 9.35 | 9.54 | 267 | 0.112 | 0.091 | 1
2025-08-13 17:00 | 8 | 17 | 6.76 | 7.04 | 7.25 | 7.41 | 7.55 | 7.72 | 269 | 0.113 | 0.1 | 1
2025-08-13 18:00 | 8 | 18 | 7.67 | 7.95 | 8.15 | 8.31 | 8.45 | 8.61 | 255 | 0.103 | 0.087 | 1
2025-08-13 19:00 | 8 | 19 | 8.07 | 8.41 | 8.66 | 8.85 | 9.02 | 9.22 | 253 | 0.106 | 0.101 | 1
2025-08-13 20:00 | 8 | 20 | 8.99 | 9.4 | 9.7 | 9.94 | 10.14 | 10.38 | 256 | 0.124 | 0.109 | 1
2025-08-13 21:00 | 8 | 21 | 11.35 | 11.83 | 12.19 | 12.47 | 12.7 | 13 | 261 | 0.069 | 0.103 | 1
2025-08-13 22:00 | 8 | 22 | 10.72 | 11.16 | 11.49 | 11.75 | 11.96 | 12.23 | 265 | 0.073 | 0.1 | 1
2025-08-13 23:00 | 8 | 23 | 10.1 | 10.59 | 10.95 | 11.24 | 11.48 | 11.78 | 269 | 0.115 | 0.117 | 1
2025-08-14 00:00 | 8 | 0 | 10.42 | 11.03 | 11.49 | 11.86 | 12.17 | 12.55 | 271 | 0.084 | 0.141 | 1
2025-08-14 01:00 | 8 | 1 | 9.6 | 10.2 | 10.64 | 11 | 11.31 | 11.69 | 270 | 0.102 | 0.149 | 1
2025-08-14 02:00 | 8 | 2 | 9.1 | 9.64 | 10.04 | 10.37 | 10.64 | 10.98 | 273 | 0.126 | 0.142 | 1
2025-08-14 03:00 | 8 | 3 | 6.96 | 7.37 | 7.67 | 7.91 | 8.12 | 8.38 | 267 | 0.104 | 0.14 | 1
2025-08-14 04:00 | 8 | 4 | 5.85 | 6.21 | 6.48 | 6.69 | 6.87 | 7.1 | 264 | 0.106 | 0.147 | 1
2025-08-14 05:00 | 8 | 5 | 4.43 | 4.71 | 4.92 | 5.09 | 5.24 | 5.42 | 281 | 0.104 | 0.153 | 1
2025-08-14 06:00 | 8 | 6 | 5.06 | 5.34 | 5.56 | 5.73 | 5.87 | 6.05 | 274 | 0.101 | 0.135 | 1
2025-08-14 07:00 | 8 | 7 | 3.47 | 3.66 | 3.79 | 3.91 | 4 | 4.11 | 285 | 0.144 | 0.129 | 1
2025-08-14 08:00 | 8 | 8 | 3.73 | 3.92 | 4.06 | 4.17 | 4.27 | 4.39 | 296 | 0.142 | 0.123 | 1
2025-08-14 09:00 | 8 | 9 | 4.41 | 4.59 | 4.72 | 4.82 | 4.91 | 5.02 | 296 | 0.137 | 0.098 | 1
2025-08-14 10:00 | 8 | 10 | 4.09 | 4.26 | 4.38 | 4.48 | 4.57 | 4.67 | 299 | 0.136 | 0.1 | 1
2025-08-14 11:00 | 8 | 11 | 3.49 | 3.61 | 3.7 | 3.77 | 3.83 | 3.91 | 276 | 0.153 | 0.085 | 1
2025-08-14 12:00 | 8 | 12 | 4.18 | 4.33 | 4.44 | 4.53 | 4.6 | 4.69 | 271 | 0.122 | 0.087 | 1
2025-08-14 13:00 | 8 | 13 | 3.51 | 3.65 | 3.75 | 3.83 | 3.9 | 3.98 | 273 | 0.181 | 0.095 | 1
2025-08-14 14:00 | 8 | 14 | 2.94 | 3.07 | 3.16 | 3.23 | 3.29 | 3.36 | 285 | 0.153 | 0.101 | 1
2025-08-14 15:00 | 8 | 15 | 2.09 | 2.19 | 2.25 | 2.31 | 2.35 | 2.41 | 292 | 0.177 | 0.106 | 1
2025-08-14 16:00 | 8 | 16 | 2.47 | 2.6 | 2.7 | 2.77 | 2.84 | 2.92 | 297 | 0.149 | 0.125 | 1
2025-08-14 17:00 | 8 | 17 | 2.64 | 2.8 | 2.91 | 3 | 3.08 | 3.17 | 289 | 0.156 | 0.138 | 1
2025-08-14 18:00 | 8 | 18 | 2.34 | 2.45 | 2.54 | 2.6 | 2.66 | 2.73 | 285 | 0.161 | 0.116 | 1
2025-08-14 19:00 | 8 | 19 | 2.3 | 2.42 | 2.51 | 2.58 | 2.64 | 2.72 | 298 | 0.166 | 0.127 | 1
2025-08-14 20:00 | 8 | 20 | 2.28 | 2.41 | 2.5 | 2.57 | 2.63 | 2.71 | 291 | 0.184 | 0.13 | 1
2025-08-14 21:00 | 8 | 21 | 2.25 | 2.38 | 2.47 | 2.54 | 2.6 | 2.67 | 282 | 0.168 | 0.129 | 1
2025-08-14 22:00 | 8 | 22 | 2.32 | 2.43 | 2.52 | 2.58 | 2.64 | 2.71 | 276 | 0.17 | 0.118 | 1
2025-08-14 23:00 | 8 | 23 | 2.26 | 2.35 | 2.42 | 2.48 | 2.53 | 2.59 | 265 | 0.18 | 0.103 | 1
2025-08-15 00:00 | 8 | 0 | 1.75 | 1.84 | 1.91 | 1.96 | 2 | 2.06 | 269 | 0.232 | 0.121 | 1
2025-08-15 01:00 | 8 | 1 | 1.98 | 2.08 | 2.16 | 2.22 | 2.27 | 2.34 | 273 | 0.172 | 0.128 | 1
2025-08-15 02:00 | 8 | 2 | 2.37 | 2.48 | 2.56 | 2.62 | 2.68 | 2.75 | 261 | 0.177 | 0.112 | 1
2025-08-15 03:00 | 8 | 3 | 2.45 | 2.57 | 2.65 | 2.71 | 2.77 | 2.84 | 260 | 0.19 | 0.111 | 1
2025-08-15 04:00 | 8 | 4 | 1.9 | 1.98 | 2.04 | 2.09 | 2.13 | 2.18 | 265 | 0.191 | 0.106 | 1
2025-08-15 05:00 | 8 | 5 | 1.75 | 1.83 | 1.89 | 1.94 | 1.98 | 2.03 | 259 | 0.199 | 0.112 | 1
2025-08-15 06:00 | 8 | 6 | 1.1 | 1.16 | 1.19 | 1.23 | 1.25 | 1.28 | 256 | 0.285 | 0.113 | 1
2025-08-15 07:00 | 8 | 7 | 1.28 | 1.35 | 1.4 | 1.44 | 1.47 | 1.52 | 250 | 0.266 | 0.125 | 1
2025-08-15 08:00 | 8 | 8 | 1.28 | 1.33 | 1.38 | 1.41 | 1.44 | 1.48 | 249 | 0.231 | 0.112 | 1
2025-08-15 09:00 | 8 | 9 | 1.46 | 1.53 | 1.58 | 1.62 | 1.66 | 1.7 | 249 | 0.236 | 0.115 | 1
2025-08-15 10:00 | 8 | 10 | 1.77 | 1.85 | 1.91 | 1.96 | 2 | 2.05 | 252 | 0.224 | 0.113 | 1
2025-08-15 11:00 | 8 | 11 | 2.44 | 2.58 | 2.67 | 2.75 | 2.82 | 2.91 | 251 | 0.173 | 0.132 | 1
2025-08-15 12:00 | 8 | 12 | 2.38 | 2.49 | 2.58 | 2.64 | 2.7 | 2.77 | 255 | 0.15 | 0.114 | 1
2025-08-15 13:00 | 8 | 13 | 2.14 | 2.23 | 2.3 | 2.35 | 2.39 | 2.45 | 249 | 0.156 | 0.099 | 1
2025-08-15 14:00 | 8 | 14 | 3.87 | 4.02 | 4.13 | 4.22 | 4.29 | 4.38 | 256 | 0.127 | 0.094 | 1
2025-08-15 15:00 | 8 | 15 | 4.04 | 4.22 | 4.35 | 4.46 | 4.55 | 4.66 | 251 | 0.14 | 0.108 | 1
2025-08-15 16:00 | 8 | 16 | 4.1 | 4.27 | 4.39 | 4.49 | 4.57 | 4.68 | 254 | 0.133 | 0.099 | 1
2025-08-15 17:00 | 8 | 17 | 4.97 | 5.2 | 5.37 | 5.5 | 5.61 | 5.76 | 253 | 0.14 | 0.111 | 1
2025-08-15 18:00 | 8 | 18 | 3.77 | 3.94 | 4.07 | 4.17 | 4.26 | 4.37 | 265 | 0.151 | 0.112 | 1
2025-08-15 19:00 | 8 | 19 | 4.18 | 4.36 | 4.49 | 4.59 | 4.67 | 4.78 | 251 | 0.116 | 0.101 | 1
2025-08-15 20:00 | 8 | 20 | 4.84 | 5.09 | 5.28 | 5.43 | 5.56 | 5.72 | 246 | 0.097 | 0.128 | 1
2025-08-15 21:00 | 8 | 21 | 4.86 | 5.13 | 5.33 | 5.49 | 5.62 | 5.79 | 258 | 0.132 | 0.133 | 1
2025-08-15 22:00 | 8 | 22 | 5.57 | 5.87 | 6.09 | 6.27 | 6.41 | 6.6 | 249 | 0.091 | 0.128 | 1
2025-08-15 23:00 | 8 | 23 | 6.3 | 6.66 | 6.94 | 7.16 | 7.34 | 7.57 | 261 | 0.12 | 0.139 | 1
2025-08-16 00:00 | 8 | 0 | 7.47 | 7.83 | 8.1 | 8.32 | 8.5 | 8.73 | 259 | 0.096 | 0.118 | 1
2025-08-16 01:00 | 8 | 1 | 7.05 | 7.42 | 7.69 | 7.91 | 8.09 | 8.32 | 239 | 0.112 | 0.126 | 1
2025-08-16 02:00 | 8 | 2 | 7.02 | 7.32 | 7.54 | 7.72 | 7.87 | 8.05 | 242 | 0.108 | 0.104 | 1
2025-08-16 03:00 | 8 | 3 | 6.41 | 6.74 | 6.98 | 7.17 | 7.33 | 7.54 | 249 | 0.115 | 0.123 | 1
2025-08-16 04:00 | 8 | 4 | 7.09 | 7.39 | 7.62 | 7.79 | 7.94 | 8.13 | 257 | 0.118 | 0.104 | 1
2025-08-16 05:00 | 8 | 5 | 7.42 | 7.73 | 7.97 | 8.15 | 8.31 | 8.5 | 253 | 0.103 | 0.103 | 0
2025-08-16 06:00 | 8 | 6 | 7.29 | 7.56 | 7.76 | 7.92 | 8.06 | 8.22 | 250 | 0.115 | 0.091 | 1
2025-08-16 07:00 | 8 | 7 | 7.82 | 8.14 | 8.37 | 8.56 | 8.71 | 8.91 | 239 | 0.095 | 0.098 | 1
2025-08-16 08:00 | 8 | 8 | 7.15 | 7.42 | 7.61 | 7.76 | 7.89 | 8.05 | 244 | 0.103 | 0.09 | 1
2025-08-16 09:00 | 8 | 9 | 6.27 | 6.48 | 6.64 | 6.76 | 6.86 | 6.99 | 253 | 0.137 | 0.081 | 1
2025-08-16 10:00 | 8 | 10 | 4.64 | 4.82 | 4.96 | 5.06 | 5.15 | 5.26 | 263 | 0.103 | 0.094 | 1
2025-08-16 11:00 | 8 | 11 | 3.63 | 3.76 | 3.86 | 3.94 | 4.01 | 4.09 | 253 | 0.138 | 0.09 | 1
2025-08-16 12:00 | 8 | 12 | 3.48 | 3.56 | 3.61 | 3.66 | 3.7 | 3.74 | 254 | 0.143 | 0.056 | 1
2025-08-16 13:00 | 8 | 13 | 3.83 | 3.9 | 3.94 | 3.98 | 4.01 | 4.04 | 257 | 0.109 | 0.04 | 1
2025-08-16 14:00 | 8 | 14 | 2.52 | 2.58 | 2.62 | 2.65 | 2.67 | 2.71 | 266 | 0.154 | 0.053 | 1
2025-08-16 15:00 | 8 | 15 | 2.87 | 2.93 | 2.96 | 2.99 | 3.02 | 3.05 | 256 | 0.153 | 0.044 | 0
2025-08-16 16:00 | 8 | 16 | 3.76 | 3.84 | 3.9 | 3.94 | 3.98 | 4.02 | 262 | 0.151 | 0.05 | 1
2025-08-16 17:00 | 8 | 17 | 3.22 | 3.3 | 3.36 | 3.4 | 3.44 | 3.48 | 273 | 0.139 | 0.058 | 1
2025-08-16 18:00 | 8 | 18 | 2.83 | 2.93 | 3 | 3.06 | 3.1 | 3.16 | 258 | 0.136 | 0.083 | 1
2025-08-16 19:00 | 8 | 19 | 3.33 | 3.48 | 3.59 | 3.67 | 3.75 | 3.83 | 248 | 0.159 | 0.106 | 1
2025-08-16 20:00 | 8 | 20 | 3.36 | 3.52 | 3.64 | 3.73 | 3.81 | 3.91 | 232 | 0.142 | 0.114 | 1
2025-08-16 21:00 | 8 | 21 | 3.38 | 3.54 | 3.67 | 3.76 | 3.85 | 3.95 | 232 | 0.129 | 0.118 | 1
2025-08-16 22:00 | 8 | 22 | 4.31 | 4.57 | 4.77 | 4.93 | 5.06 | 5.23 | 226 | 0.124 | 0.146 | 1
2025-08-16 23:00 | 8 | 23 | 4.33 | 4.58 | 4.76 | 4.91 | 5.04 | 5.19 | 223 | 0.129 | 0.137 | 1
2025-08-17 00:00 | 8 | 0 | 5.79 | 6.07 | 6.27 | 6.44 | 6.57 | 6.75 | 232 | 0.138 | 0.116 | 1
2025-08-17 01:00 | 8 | 1 | 5.85 | 6.17 | 6.4 | 6.59 | 6.75 | 6.95 | 228 | 0.112 | 0.131 | 1
2025-08-17 02:00 | 8 | 2 | 5.89 | 6.18 | 6.4 | 6.57 | 6.72 | 6.9 | 225 | 0.115 | 0.119 | 1
2025-08-17 03:00 | 8 | 3 | 6.25 | 6.55 | 6.77 | 6.94 | 7.09 | 7.27 | 233 | 0.098 | 0.115 | 1
2025-08-17 04:00 | 8 | 4 | 6.85 | 7.19 | 7.44 | 7.64 | 7.81 | 8.02 | 243 | 0.092 | 0.119 | 1
2025-08-17 05:00 | 8 | 5 | 4.98 | 5.21 | 5.38 | 5.52 | 5.63 | 5.77 | 240 | 0.107 | 0.112 | 1
2025-08-17 06:00 | 8 | 6 | 3.74 | 3.9 | 4.02 | 4.11 | 4.19 | 4.28 | 250 | 0.123 | 0.102 | 1
2025-08-17 07:00 | 8 | 7 | 2.59 | 2.69 | 2.77 | 2.83 | 2.88 | 2.95 | 265 | 0.19 | 0.099 | 1
2025-08-17 08:00 | 8 | 8 | 3.65 | 3.77 | 3.86 | 3.93 | 3.98 | 4.05 | 263 | 0.132 | 0.079 | 1
2025-08-17 09:00 | 8 | 9 | 4.01 | 4.17 | 4.29 | 4.38 | 4.46 | 4.56 | 270 | 0.133 | 0.096 | 1
2025-08-17 10:00 | 8 | 10 | 3.61 | 3.75 | 3.86 | 3.94 | 4.01 | 4.1 | 257 | 0.128 | 0.098 | 1
2025-08-17 11:00 | 8 | 11 | 2.81 | 2.92 | 3.01 | 3.08 | 3.13 | 3.2 | 264 | 0.173 | 0.101 | 1
2025-08-17 12:00 | 8 | 12 | 4.03 | 4.21 | 4.34 | 4.45 | 4.54 | 4.65 | 260 | 0.143 | 0.109 | 1
2025-08-17 13:00 | 8 | 13 | 5.15 | 5.37 | 5.54 | 5.67 | 5.78 | 5.91 | 272 | 0.108 | 0.105 | 1
2025-08-17 14:00 | 8 | 14 | 6.31 | 6.57 | 6.75 | 6.9 | 7.03 | 7.18 | 262 | 0.121 | 0.098 | 0
2025-08-17 15:00 | 8 | 15 | 7.13 | 7.45 | 7.68 | 7.87 | 8.02 | 8.22 | 262 | 0.107 | 0.107 | 1
2025-08-17 16:00 | 8 | 16 | 6.76 | 7.06 | 7.27 | 7.45 | 7.59 | 7.77 | 259 | 0.104 | 0.106 | 1
2025-08-17 17:00 | 8 | 17 | 6.68 | 7.01 | 7.25 | 7.44 | 7.6 | 7.8 | 247 | 0.102 | 0.117 | 1
2025-08-17 18:00 | 8 | 18 | 8.34 | 8.67 | 8.91 | 9.09 | 9.25 | 9.45 | 245 | 0.095 | 0.094 | 1
2025-08-17 19:00 | 8 | 19 | 8.95 | 9.3 | 9.56 | 9.76 | 9.93 | 10.15 | 237 | 0.118 | 0.095 | 1
2025-08-17 20:00 | 8 | 20 | 7.36 | 7.72 | 7.99 | 8.2 | 8.38 | 8.61 | 237 | 0.07 | 0.119 | 1
2025-08-17 21:00 | 8 | 21 | 7.32 | 7.67 | 7.93 | 8.13 | 8.3 | 8.52 | 243 | 0.113 | 0.114 | 1
2025-08-17 22:00 | 8 | 22 | 8.04 | 8.41 | 8.68 | 8.89 | 9.08 | 9.3 | 252 | 0.1 | 0.11 | 1
2025-08-17 23:00 | 8 | 23 | 8.12 | 8.5 | 8.78 | 9 | 9.19 | 9.42 | 247 | 0.11 | 0.113 | 1
2025-08-18 00:00 | 8 | 0 | 8.41 | 8.86 | 9.2 | 9.46 | 9.69 | 9.97 | 272 | 0.115 | 0.129 | 1
2025-08-18 01:00 | 8 | 1 | 6.31 | 6.65 | 6.9 | 7.1 | 7.26 | 7.47 | 273 | 0.099 | 0.128 | 1
2025-08-18 02:00 | 8 | 2 | 8.08 | 8.58 | 8.95 | 9.25 | 9.5 | 9.82 | 268 | 0.102 | 0.148 | 1
2025-08-18 03:00 | 8 | 3 | 7.16 | 7.62 | 7.96 | 8.23 | 8.47 | 8.76 | 277 | 0.106 | 0.152 | 1
2025-08-18 04:00 | 8 | 4 | 6.77 | 7.19 | 7.5 | 7.75 | 7.96 | 8.22 | 269 | 0.114 | 0.147 | 1
2025-08-18 05:00 | 8 | 5 | 7.18 | 7.6 | 7.92 | 8.17 | 8.39 | 8.66 | 269 | 0.096 | 0.142 | 1
2025-08-18 06:00 | 8 | 6 | 6.2 | 6.6 | 6.89 | 7.13 | 7.33 | 7.58 | 269 | 0.11 | 0.152 | 1
2025-08-18 07:00 | 8 | 7 | 6.79 | 7.24 | 7.58 | 7.85 | 8.08 | 8.37 | 266 | 0.105 | 0.158 | 1
2025-08-18 08:00 | 8 | 8 | 7.11 | 7.53 | 7.85 | 8.1 | 8.32 | 8.59 | 255 | 0.122 | 0.143 | 1
2025-08-18 09:00 | 8 | 9 | 7.84 | 8.28 | 8.6 | 8.86 | 9.08 | 9.35 | 256 | 0.115 | 0.134 | 1
2025-08-18 10:00 | 8 | 10 | 7.92 | 8.36 | 8.69 | 8.95 | 9.17 | 9.45 | 254 | 0.118 | 0.134 | 1
2025-08-18 11:00 | 8 | 11 | 9.12 | 9.58 | 9.91 | 10.18 | 10.41 | 10.69 | 260 | 0.102 | 0.12 | 1
2025-08-18 12:00 | 8 | 12 | 9.28 | 9.75 | 10.1 | 10.39 | 10.62 | 10.92 | 252 | 0.11 | 0.123 | 1
2025-08-18 13:00 | 8 | 13 | 9.51 | 9.95 | 10.27 | 10.52 | 10.73 | 11 | 256 | 0.118 | 0.11 | 1
2025-08-18 14:00 | 8 | 14 | 8.51 | 8.89 | 9.17 | 9.4 | 9.58 | 9.82 | 249 | 0.105 | 0.108 | 1
2025-08-18 15:00 | 8 | 15 | 8.56 | 8.93 | 9.21 | 9.42 | 9.61 | 9.83 | 251 | 0.093 | 0.105 | 1
2025-08-18 16:00 | 8 | 16 | 8.13 | 8.54 | 8.85 | 9.1 | 9.31 | 9.57 | 256 | 0.118 | 0.124 | 1
2025-08-18 17:00 | 8 | 17 | 9.07 | 9.45 | 9.74 | 9.96 | 10.15 | 10.39 | 260 | 0.094 | 0.103 | 1
2025-08-18 18:00 | 8 | 18 | 9.53 | 9.95 | 10.25 | 10.49 | 10.7 | 10.95 | 255 | 0.108 | 0.105 | 1
2025-08-18 19:00 | 8 | 19 | 9.74 | 10.23 | 10.59 | 10.88 | 11.13 | 11.43 | 253 | 0.105 | 0.121 | 1
2025-08-18 20:00 | 8 | 20 | 11.21 | 11.76 | 12.17 | 12.5 | 12.78 | 13.12 | 257 | 0.104 | 0.119 | 1
2025-08-18 21:00 | 8 | 21 | 11.17 | 11.7 | 12.09 | 12.41 | 12.67 | 13 | 269 | 0.066 | 0.115 | 1
2025-08-18 22:00 | 8 | 22 | 12.79 | 13.33 | 13.72 | 14.04 | 14.3 | 14.63 | 277 | 0.098 | 0.101 | 1
2025-08-18 23:00 | 8 | 23 | 14.38 | 14.98 | 15.43 | 15.79 | 16.08 | 16.45 | 272 | 0.1 | 0.102 | 1
2025-08-19 00:00 | 8 | 0 | 14.05 | 14.74 | 15.24 | 15.65 | 15.99 | 16.41 | 264 | 0.1 | 0.117 | 1
2025-08-19 01:00 | 8 | 1 | 14.45 | 15.14 | 15.66 | 16.06 | 16.41 | 16.83 | 247 | 0.089 | 0.115 | 1
2025-08-19 02:00 | 8 | 2 | 13.52 | 14.04 | 14.42 | 14.72 | 14.97 | 15.28 | 257 | 0.095 | 0.093 | 0
2025-08-19 03:00 | 8 | 3 | 14.77 | 15.33 | 15.75 | 16.08 | 16.36 | 16.7 | 256 | 0.081 | 0.093 | 1
2025-08-19 04:00 | 8 | 4 | 14.21 | 14.66 | 14.99 | 15.25 | 15.47 | 15.74 | 254 | 0.105 | 0.077 | 1
2025-08-19 05:00 | 8 | 5 | 13.5 | 13.95 | 14.28 | 14.54 | 14.76 | 15.03 | 254 | 0.069 | 0.081 | 1
2025-08-19 06:00 | 8 | 6 | 14.52 | 15.07 | 15.47 | 15.78 | 16.05 | 16.38 | 250 | 0.069 | 0.091 | 1
2025-08-19 07:00 | 8 | 7 | 13.77 | 14.27 | 14.63 | 14.92 | 15.16 | 15.46 | 256 | 0.094 | 0.087 | 1
2025-08-19 08:00 | 8 | 8 | 13.54 | 13.95 | 14.24 | 14.47 | 14.67 | 14.91 | 255 | 0.068 | 0.073 | 1
2025-08-19 09:00 | 8 | 9 | 13.57 | 13.91 | 14.16 | 14.35 | 14.51 | 14.71 | 251 | 0.097 | 0.061 | 1
2025-08-19 10:00 | 8 | 10 | 13.7 | 14.08 | 14.36 | 14.58 | 14.77 | 14.99 | 240 | 0.116 | 0.068 | 1
2025-08-19 11:00 | 8 | 11 | 11.51 | 11.8 | 12.01 | 12.17 | 12.31 | 12.47 | 234 | 0.101 | 0.061 | 1
2025-08-19 12:00 | 8 | 12 | 11.58 | 11.86 | 12.06 | 12.22 | 12.36 | 12.52 | 241 | 0.108 | 0.059 | 1
2025-08-19 13:00 | 8 | 13 | 11.65 | 11.93 | 12.13 | 12.29 | 12.43 | 12.59 | 246 | 0.082 | 0.059 | 1
2025-08-19 14:00 | 8 | 14 | 12.48 | 12.9 | 13.21 | 13.46 | 13.66 | 13.92 | 263 | 0.105 | 0.083 | 1
2025-08-19 15:00 | 8 | 15 | 12.23 | 12.65 | 12.95 | 13.2 | 13.4 | 13.64 | 264 | 0.086 | 0.083 | 1
2025-08-19 16:00 | 8 | 16 | 12.82 | 13.25 | 13.57 | 13.81 | 14.02 | 14.28 | 277 | 0.075 | 0.082 | 1
2025-08-19 17:00 | 8 | 17 | 14.55 | 15.02 | 15.37 | 15.65 | 15.88 | 16.17 | 289 | 0.086 | 0.08 | 1
2025-08-19 18:00 | 8 | 18 | 13.34 | 13.74 | 14.03 | 14.26 | 14.45 | 14.69 | 280 | 0.08 | 0.073 | 1
2025-08-19 19:00 | 8 | 19 | 11.94 | 12.33 | 12.61 | 12.83 | 13.02 | 13.25 | 293 | 0.096 | 0.079 | 1
2025-08-19 20:00 | 8 | 20 | 11.38 | 11.78 | 12.07 | 12.31 | 12.5 | 12.74 | 301 | 0.093 | 0.086 | 1
2025-08-19 21:00 | 8 | 21 | 12 | 12.37 | 12.65 | 12.87 | 13.05 | 13.27 | 298 | 0.114 | 0.076 | 1
2025-08-19 22:00 | 8 | 22 | 10.71 | 11.06 | 11.31 | 11.51 | 11.68 | 11.89 | 303 | 0.119 | 0.079 | 1
2025-08-19 23:00 | 8 | 23 | 9.78 | 10.14 | 10.41 | 10.62 | 10.79 | 11.01 | 297 | 0.108 | 0.089 | 1
2025-08-20 00:00 | 8 | 0 | 8.82 | 9.14 | 9.37 | 9.56 | 9.71 | 9.9 | 295 | 0.118 | 0.088 | 1
2025-08-20 01:00 | 8 | 1 | 8.09 | 8.42 | 8.66 | 8.85 | 9.01 | 9.22 | 294 | 0.105 | 0.099 | 1
2025-08-20 02:00 | 8 | 2 | 7.71 | 8.05 | 8.3 | 8.5 | 8.66 | 8.87 | 305 | 0.106 | 0.106 | 1
2025-08-20 03:00 | 8 | 3 | 8.19 | 8.54 | 8.79 | 9 | 9.17 | 9.38 | 305 | 0.09 | 0.102 | 1
2025-08-20 04:00 | 8 | 4 | 8.48 | 8.89 | 9.2 | 9.45 | 9.65 | 9.91 | 298 | 0.103 | 0.119 | 1
2025-08-20 05:00 | 8 | 5 | 7.05 | 7.44 | 7.73 | 7.97 | 8.16 | 8.41 | 287 | 0.08 | 0.133 | 1
2025-08-20 06:00 | 8 | 6 | 7.48 | 7.87 | 8.17 | 8.4 | 8.6 | 8.84 | 295 | 0.123 | 0.127 | 1
2025-08-20 07:00 | 8 | 7 | 8.33 | 8.79 | 9.13 | 9.4 | 9.63 | 9.91 | 302 | 0.096 | 0.132 | 1
2025-08-20 08:00 | 8 | 8 | 9.32 | 9.84 | 10.23 | 10.54 | 10.8 | 11.13 | 316 | 0.079 | 0.134 | 1
2025-08-20 09:00 | 8 | 9 | 9.55 | 10.03 | 10.38 | 10.66 | 10.9 | 11.2 | 307 | 0.079 | 0.12 | 1
2025-08-20 10:00 | 8 | 10 | 9.73 | 10.24 | 10.62 | 10.92 | 11.17 | 11.49 | 305 | 0.105 | 0.126 | 1
2025-08-20 11:00 | 8 | 11 | 9.64 | 10.09 | 10.42 | 10.69 | 10.91 | 11.19 | 302 | 0.088 | 0.113 | 1
2025-08-20 12:00 | 8 | 12 | 9.09 | 9.52 | 9.84 | 10.09 | 10.31 | 10.57 | 289 | 0.106 | 0.115 | 1
2025-08-20 13:00 | 8 | 13 | 12.15 | 12.74 | 13.17 | 13.52 | 13.81 | 14.17 | 301 | 0.103 | 0.116 | 1
2025-08-20 14:00 | 8 | 14 | 9.75 | 10.23 | 10.59 | 10.87 | 11.11 | 11.41 | 295 | 0.116 | 0.119 | 1
2025-08-20 15:00 | 8 | 15 | 8.63 | 9.04 | 9.34 | 9.58 | 9.79 | 10.04 | 292 | 0.076 | 0.115 | 0
2025-08-20 16:00 | 8 | 16 | 8.65 | 9.04 | 9.33 | 9.56 | 9.75 | 9.99 | 294 | 0.083 | 0.109 | 1
2025-08-20 17:00 | 8 | 17 | 9.34 | 9.84 | 10.21 | 10.51 | 10.76 | 11.07 | 283 | 0.1 | 0.129 | 1
2025-08-20 18:00 | 8 | 18 | 8.88 | 9.37 | 9.73 | 10.02 | 10.26 | 10.57 | 278 | 0.122 | 0.131 | 1
2025-08-20 19:00 | 8 | 19 | 9.44 | 10.02 | 10.45 | 10.8 | 11.09 | 11.46 | 282 | 0.085 | 0.147 | 1
2025-08-20 20:00 | 8 | 20 | 8.8 | 9.29 | 9.65 | 9.94 | 10.18 | 10.49 | 272 | 0.11 | 0.132 | 1
2025-08-20 21:00 | 8 | 21 | 8.27 | 8.71 | 9.02 | 9.28 | 9.5 | 9.76 | 276 | 0.128 | 0.125 | 1
2025-08-20 22:00 | 8 | 22 | 10.1 | 10.64 | 11.05 | 11.37 | 11.64 | 11.98 | 277 | 0.094 | 0.129 | 1
2025-08-20 23:00 | 8 | 23 | 6.56 | 6.92 | 7.18 | 7.39 | 7.57 | 7.79 | 284 | 0.115 | 0.13 | 1
2025-08-21 00:00 | 8 | 0 | 4.62 | 4.88 | 5.08 | 5.23 | 5.36 | 5.53 | 273 | 0.118 | 0.135 | 1
2025-08-21 01:00 | 8 | 1 | 4.09 | 4.34 | 4.52 | 4.67 | 4.8 | 4.95 | 272 | 0.149 | 0.144 | 1
2025-08-21 02:00 | 8 | 2 | 4.57 | 4.84 | 5.04 | 5.2 | 5.34 | 5.51 | 272 | 0.123 | 0.142 | 1
2025-08-21 03:00 | 8 | 3 | 4.02 | 4.28 | 4.46 | 4.62 | 4.74 | 4.91 | 268 | 0.11 | 0.15 | 1
2025-08-21 04:00 | 8 | 4 | 3.47 | 3.72 | 3.92 | 4.07 | 4.2 | 4.37 | 258 | 0.153 | 0.175 | 1
2025-08-21 05:00 | 8 | 5 | 4.18 | 4.48 | 4.7 | 4.87 | 5.02 | 5.21 | 269 | 0.126 | 0.167 | 1
2025-08-21 06:00 | 8 | 6 | 3.69 | 3.95 | 4.15 | 4.31 | 4.45 | 4.62 | 260 | 0.132 | 0.17 | 1
2025-08-21 07:00 | 8 | 7 | 4.45 | 4.74 | 4.95 | 5.12 | 5.27 | 5.45 | 256 | 0.092 | 0.153 | 1
2025-08-21 08:00 | 8 | 8 | 4.93 | 5.27 | 5.52 | 5.72 | 5.9 | 6.11 | 261 | 0.115 | 0.163 | 1
2025-08-21 09:00 | 8 | 9 | 3.09 | 3.29 | 3.43 | 3.55 | 3.65 | 3.77 | 254 | 0.156 | 0.15 | 1
2025-08-21 10:00 | 8 | 10 | 4.32 | 4.59 | 4.79 | 4.95 | 5.09 | 5.26 | 264 | 0.126 | 0.149 | 1
2025-08-21 11:00 | 8 | 11 | 4.14 | 4.36 | 4.52 | 4.66 | 4.77 | 4.91 | 271 | 0.139 | 0.129 | 1
2025-08-21 12:00 | 8 | 12 | 5.46 | 5.7 | 5.87 | 6.01 | 6.12 | 6.26 | 266 | 0.122 | 0.104 | 1
2025-08-21 13:00 | 8 | 13 | 6.07 | 6.33 | 6.51 | 6.66 | 6.79 | 6.94 | 255 | 0.102 | 0.101 | 1
2025-08-21 14:00 | 8 | 14 | 6.91 | 7.21 | 7.42 | 7.6 | 7.74 | 7.93 | 259 | 0.122 | 0.104 | 1
2025-08-21 15:00 | 8 | 15 | 8.27 | 8.64 | 8.91 | 9.13 | 9.31 | 9.54 | 251 | 0.104 | 0.108 | 1
2025-08-21 16:00 | 8 | 16 | 9.09 | 9.48 | 9.78 | 10.01 | 10.2 | 10.44 | 252 | 0.106 | 0.105 | 1
2025-08-21 17:00 | 8 | 17 | 9.65 | 10.07 | 10.38 | 10.62 | 10.83 | 11.09 | 250 | 0.076 | 0.105 | 1
2025-08-21 18:00 | 8 | 18 | 9.76 | 10.26 | 10.62 | 10.91 | 11.16 | 11.46 | 251 | 0.101 | 0.122 | 1
2025-08-21 19:00 | 8 | 19 | 10.42 | 11.03 | 11.48 | 11.85 | 12.15 | 12.54 | 272 | 0.109 | 0.14 | 1
2025-08-21 20:00 | 8 | 20 | 9.67 | 10.25 | 10.67 | 11.02 | 11.31 | 11.67 | 265 | 0.105 | 0.142 | 1
2025-08-21 21:00 | 8 | 21 | 9.37 | 9.91 | 10.31 | 10.63 | 10.9 | 11.24 | 266 | 0.085 | 0.137 | 1
2025-08-21 22:00 | 8 | 22 | 8.94 | 9.46 | 9.85 | 10.15 | 10.41 | 10.74 | 268 | 0.118 | 0.139 | 1
2025-08-21 23:00 | 8 | 23 | 10.52 | 11.12 | 11.57 | 11.93 | 12.24 | 12.62 | 270 | 0.107 | 0.138 | 1
2025-08-22 00:00 | 8 | 0 | 8.45 | 8.94 | 9.3 | 9.59 | 9.84 | 10.14 | 272 | 0.09 | 0.138 | 1
2025-08-22 01:00 | 8 | 1 | 7.3 | 7.73 | 8.05 | 8.3 | 8.52 | 8.79 | 276 | 0.111 | 0.14 | 1
2025-08-22 02:00 | 8 | 2 | 7.97 | 8.39 | 8.71 | 8.96 | 9.16 | 9.43 | 264 | 0.105 | 0.127 | 1
2025-08-22 03:00 | 8 | 3 | 8.88 | 9.36 | 9.72 | 10.01 | 10.25 | 10.55 | 263 | 0.112 | 0.131 | 1
2025-08-22 04:00 | 8 | 4 | 8.92 | 9.38 | 9.71 | 9.99 | 10.21 | 10.5 | 256 | 0.12 | 0.123 | 1
2025-08-22 05:00 | 8 | 5 | 9.84 | 10.36 | 10.73 | 11.04 | 11.29 | 11.61 | 248 | 0.095 | 0.125 | 1
2025-08-22 06:00 | 8 | 6 | 8.63 | 9.07 | 9.39 | 9.64 | 9.86 | 10.13 | 255 | 0.086 | 0.121 | 1
2025-08-22 07:00 | 8 | 7 | 8.58 | 9.03 | 9.36 | 9.63 | 9.85 | 10.13 | 252 | 0.098 | 0.126 | 1
2025-08-22 08:00 | 8 | 8 | 8.63 | 9.1 | 9.45 | 9.74 | 9.97 | 10.27 | 245 | 0.104 | 0.132 | 1
2025-08-22 09:00 | 8 | 9 | 7.57 | 7.92 | 8.18 | 8.39 | 8.56 | 8.77 | 251 | 0.105 | 0.111 | 1
2025-08-22 10:00 | 8 | 10 | 8.29 | 8.68 | 8.97 | 9.2 | 9.4 | 9.64 | 264 | 0.102 | 0.115 | 1
2025-08-22 11:00 | 8 | 11 | 10.48 | 10.9 | 11.2 | 11.45 | 11.65 | 11.9 | 263 | 0.098 | 0.096 | 1
2025-08-22 12:00 | 8 | 12 | 10.69 | 11.07 | 11.34 | 11.56 | 11.74 | 11.97 | 259 | 0.068 | 0.085 | 1
2025-08-22 13:00 | 8 | 13 | 8.94 | 9.35 | 9.65 | 9.89 | 10.09 | 10.34 | 272 | 0.096 | 0.11 | 1
2025-08-22 14:00 | 8 | 14 | 10.5 | 11.01 | 11.39 | 11.7 | 11.95 | 12.27 | 265 | 0.121 | 0.118 | 1
2025-08-22 15:00 | 8 | 15 | 12.21 | 12.73 | 13.11 | 13.41 | 13.66 | 13.98 | 279 | 0.082 | 0.102 | 1
2025-08-22 16:00 | 8 | 16 | 12.36 | 12.85 | 13.21 | 13.5 | 13.74 | 14.03 | 278 | 0.131 | 0.096 | 1
2025-08-22 17:00 | 8 | 17 | 12.39 | 12.88 | 13.23 | 13.51 | 13.74 | 14.04 | 276 | 0.092 | 0.094 | 1
2025-08-22 18:00 | 8 | 18 | 11.26 | 11.68 | 11.99 | 12.23 | 12.43 | 12.68 | 271 | 0.098 | 0.09 | 1
2025-08-22 19:00 | 8 | 19 | 12.41 | 12.84 | 13.16 | 13.41 | 13.62 | 13.88 | 261 | 0.07 | 0.085 | 1
2025-08-22 20:00 | 8 | 20 | 12.97 | 13.48 | 13.86 | 14.16 | 14.41 | 14.72 | 253 | 0.111 | 0.096 | 1
2025-08-22 21:00 | 8 | 21 | 13.31 | 13.85 | 14.24 | 14.56 | 14.82 | 15.15 | 251 | 0.085 | 0.098 | 1
2025-08-22 22:00 | 8 | 22 | 11.84 | 12.34 | 12.72 | 13.01 | 13.26 | 13.56 | 259 | 0.084 | 0.103 | 1
2025-08-22 23:00 | 8 | 23 | 8.67 | 9.11 | 9.44 | 9.71 | 9.93 | 10.21 | 265 | 0.103 | 0.124 | 1
2025-08-23 00:00 | 8 | 0 | 8.64 | 9.14 | 9.52 | 9.82 | 10.07 | 10.38 | 265 | 0.102 | 0.139 | 1
2025-08-23 01:00 | 8 | 1 | 7.83 | 8.24 | 8.54 | 8.79 | 8.99 | 9.25 | 255 | 0.081 | 0.126 | 1
2025-08-23 02:00 | 8 | 2 | 9.32 | 9.84 | 10.22 | 10.53 | 10.79 | 11.12 | 263 | 0.098 | 0.134 | 1
2025-08-23 03:00 | 8 | 3 | 9.3 | 9.86 | 10.28 | 10.61 | 10.89 | 11.25 | 256 | 0.084 | 0.144 | 1
2025-08-23 04:00 | 8 | 4 | 8.69 | 9.17 | 9.52 | 9.8 | 10.03 | 10.33 | 256 | 0.086 | 0.13 | 1
2025-08-23 05:00 | 8 | 5 | 8.61 | 9.07 | 9.4 | 9.67 | 9.9 | 10.18 | 252 | 0.121 | 0.126 | 1
2025-08-23 06:00 | 8 | 6 | 8.19 | 8.64 | 8.98 | 9.24 | 9.47 | 9.75 | 269 | 0.105 | 0.132 | 1
2025-08-23 07:00 | 8 | 7 | 7.83 | 8.25 | 8.56 | 8.81 | 9.02 | 9.28 | 274 | 0.093 | 0.129 | 1
2025-08-23 08:00 | 8 | 8 | 6.47 | 6.8 | 7.04 | 7.24 | 7.4 | 7.61 | 272 | 0.109 | 0.123 | 1
2025-08-23 09:00 | 8 | 9 | 4.88 | 5.12 | 5.29 | 5.43 | 5.54 | 5.69 | 282 | 0.118 | 0.116 | 1
2025-08-23 10:00 | 8 | 10 | 4.96 | 5.21 | 5.39 | 5.53 | 5.66 | 5.81 | 278 | 0.148 | 0.119 | 1
2025-08-23 11:00 | 8 | 11 | 6.81 | 7.11 | 7.34 | 7.52 | 7.66 | 7.85 | 269 | 0.132 | 0.107 | 1
2025-08-23 12:00 | 8 | 12 | 6.21 | 6.5 | 6.71 | 6.88 | 7.03 | 7.2 | 287 | 0.122 | 0.112 | 1
2025-08-23 13:00 | 8 | 13 | 9.13 | 9.47 | 9.72 | 9.92 | 10.09 | 10.3 | 278 | 0.093 | 0.091 | 1
2025-08-23 14:00 | 8 | 14 | 8.67 | 8.98 | 9.2 | 9.38 | 9.52 | 9.71 | 274 | 0.077 | 0.086 | 1
2025-08-23 15:00 | 8 | 15 | 9.18 | 9.55 | 9.82 | 10.03 | 10.21 | 10.43 | 263 | 0.116 | 0.096 | 1
2025-08-23 16:00 | 8 | 16 | 11.35 | 11.76 | 12.06 | 12.3 | 12.5 | 12.75 | 276 | 0.086 | 0.088 | 1
2025-08-23 17:00 | 8 | 17 | 12.06 | 12.49 | 12.81 | 13.05 | 13.26 | 13.52 | 271 | 0.102 | 0.086 | 1
2025-08-23 18:00 | 8 | 18 | 11.55 | 12.06 | 12.43 | 12.73 | 12.97 | 13.28 | 269 | 0.104 | 0.105 | 1
2025-08-23 19:00 | 8 | 19 | 13.16 | 13.93 | 14.5 | 14.96 | 15.34 | 15.83 | 273 | 0.071 | 0.14 | 1
2025-08-23 20:00 | 8 | 20 | 14.52 | 15.33 | 15.93 | 16.42 | 16.83 | 17.34 | 286 | 0.088 | 0.134 | 1
2025-08-23 21:00 | 8 | 21 | 13.21 | 13.95 | 14.51 | 14.96 | 15.33 | 15.81 | 286 | 0.086 | 0.136 | 1
2025-08-23 22:00 | 8 | 22 | 13.35 | 14.13 | 14.7 | 15.17 | 15.56 | 16.05 | 303 | 0.103 | 0.139 | 1
2025-08-23 23:00 | 8 | 23 | 12.81 | 13.53 | 14.06 | 14.49 | 14.85 | 15.31 | 296 | 0.086 | 0.135 | 1
2025-08-24 00:00 | 8 | 0 | 13.18 | 13.97 | 14.55 | 15.03 | 15.43 | 15.93 | 277 | 0.102 | 0.143 | 1
2025-08-24 01:00 | 8 | 1 | 14.32 | 15.23 | 15.92 | 16.47 | 16.93 | 17.52 | 289 | 0.093 | 0.152 | 1
2025-08-24 02:00 | 8 | 2 | 15.49 | 16.46 | 17.19 | 17.77 | 18.26 | 18.88 | 285 | 0.07 | 0.15 | 1
2025-08-24 03:00 | 8 | 3 | 15.83 | 16.78 | 17.49 | 18.06 | 18.54 | 19.15 | 284 | 0.083 | 0.144 | 1
2025-08-24 04:00 | 8 | 4 | 16.88 | 17.82 | 18.52 | 19.09 | 19.56 | 20.15 | 286 | 0.071 | 0.134 | 1
2025-08-24 05:00 | 8 | 5 | 16.21 | 17.05 | 17.67 | 18.16 | 18.58 | 19.1 | 289 | 0.085 | 0.124 | 1
2025-08-24 06:00 | 8 | 6 | 15.75 | 16.54 | 17.13 | 17.59 | 17.98 | 18.47 | 289 | 0.086 | 0.12 | 1
2025-08-24 07:00 | 8 | 7 | 15.78 | 16.57 | 17.15 | 17.62 | 18.01 | 18.5 | 288 | 0.081 | 0.12 | 1
2025-08-24 08:00 | 8 | 8 | 16.29 | 17.11 | 17.71 | 18.19 | 18.59 | 19.1 | 303 | 0.074 | 0.12 | 1
2025-08-24 09:00 | 8 | 9 | 17.36 | 18.14 | 18.72 | 19.18 | 19.56 | 20.04 | 291 | 0.093 | 0.109 | 1
2025-08-24 10:00 | 8 | 10 | 16.69 | 17.31 | 17.76 | 18.12 | 18.42 | 18.79 | 284 | 0.096 | 0.09 | 1
2025-08-24 11:00 | 8 | 11 | 18.42 | 19.01 | 19.43 | 19.77 | 20.06 | 20.41 | 277 | 0.094 | 0.078 | 1
2025-08-24 12:00 | 8 | 12 | 18.12 | 18.75 | 19.22 | 19.59 | 19.89 | 20.27 | 283 | 0.083 | 0.085 | 1
2025-08-24 13:00 | 8 | 13 | 17.89 | 18.39 | 18.76 | 19.04 | 19.28 | 19.57 | 281 | 0.092 | 0.068 | 1
2025-08-24 14:00 | 8 | 14 | 16.49 | 17.03 | 17.42 | 17.73 | 17.99 | 18.31 | 284 | 0.097 | 0.079 | 1
2025-08-24 15:00 | 8 | 15 | 14.03 | 14.47 | 14.79 | 15.05 | 15.26 | 15.52 | 291 | 0.059 | 0.077 | 1
2025-08-24 16:00 | 8 | 16 | 13.88 | 14.43 | 14.83 | 15.15 | 15.41 | 15.74 | 286 | 0.085 | 0.095 | 1
2025-08-24 17:00 | 8 | 17 | 13.51 | 14.07 | 14.48 | 14.81 | 15.08 | 15.42 | 273 | 0.076 | 0.1 | 1
2025-08-24 18:00 | 8 | 18 | 10.73 | 11.32 | 11.76 | 12.11 | 12.41 | 12.78 | 270 | 0.092 | 0.133 | 1
2025-08-24 19:00 | 8 | 19 | 10.15 | 10.79 | 11.27 | 11.66 | 11.99 | 12.4 | 278 | 0.101 | 0.152 | 1
2025-08-24 20:00 | 8 | 20 | 8.93 | 9.46 | 9.85 | 10.17 | 10.44 | 10.77 | 277 | 0.102 | 0.142 | 1
2025-08-24 21:00 | 8 | 21 | 9.68 | 10.24 | 10.65 | 10.98 | 11.26 | 11.61 | 261 | 0.099 | 0.138 | 1
2025-08-24 22:00 | 8 | 22 | 8.25 | 8.71 | 9.05 | 9.33 | 9.56 | 9.85 | 259 | 0.095 | 0.134 | 1
2025-08-24 23:00 | 8 | 23 | 7.2 | 7.62 | 7.94 | 8.2 | 8.41 | 8.68 | 260 | 0.119 | 0.141 | 1
2025-08-25 00:00 | 8 | 0 | 7.73 | 8.24 | 8.61 | 8.91 | 9.17 | 9.49 | 259 | 0.082 | 0.155 | 1
2025-08-25 01:00 | 8 | 1 | 9.04 | 9.6 | 10.01 | 10.35 | 10.64 | 10.99 | 268 | 0.072 | 0.148 | 1
2025-08-25 02:00 | 8 | 2 | 10.07 | 10.65 | 11.08 | 11.43 | 11.72 | 12.09 | 271 | 0.1 | 0.138 | 1
2025-08-25 03:00 | 8 | 3 | 10.72 | 11.29 | 11.71 | 12.05 | 12.34 | 12.69 | 260 | 0.114 | 0.128 | 1
2025-08-25 04:00 | 8 | 4 | 12.19 | 12.8 | 13.25 | 13.6 | 13.9 | 14.28 | 260 | 0.11 | 0.119 | 1
2025-08-25 05:00 | 8 | 5 | 11.86 | 12.54 | 13.05 | 13.46 | 13.81 | 14.24 | 259 | 0.087 | 0.139 | 1
2025-08-25 06:00 | 8 | 6 | 12.78 | 13.37 | 13.82 | 14.17 | 14.46 | 14.83 | 248 | 0.097 | 0.113 | 1
2025-08-25 07:00 | 8 | 7 | 12 | 12.56 | 12.97 | 13.3 | 13.57 | 13.91 | 255 | 0.114 | 0.112 | 1
2025-08-25 08:00 | 8 | 8 | 12.03 | 12.52 | 12.87 | 13.16 | 13.39 | 13.69 | 232 | 0.091 | 0.097 | 1
2025-08-25 09:00 | 8 | 9 | 10.61 | 10.95 | 11.21 | 11.41 | 11.57 | 11.78 | 229 | 0.124 | 0.08 | 1
2025-08-25 10:00 | 8 | 10 | 11.64 | 12.02 | 12.3 | 12.52 | 12.7 | 12.93 | 230 | 0.11 | 0.079 | 1
2025-08-25 11:00 | 8 | 11 | 10.82 | 11.24 | 11.55 | 11.8 | 12 | 12.26 | 247 | 0.117 | 0.094 | 1
2025-08-25 12:00 | 8 | 12 | 10.78 | 11.2 | 11.51 | 11.75 | 11.96 | 12.21 | 242 | 0.103 | 0.095 | 1
2025-08-25 13:00 | 8 | 13 | 11.64 | 12.06 | 12.37 | 12.61 | 12.82 | 13.07 | 237 | 0.093 | 0.088 | 1
2025-08-25 14:00 | 8 | 14 | 12.09 | 12.55 | 12.9 | 13.17 | 13.39 | 13.68 | 234 | 0.104 | 0.093 | 1
2025-08-25 15:00 | 8 | 15 | 10.92 | 11.3 | 11.58 | 11.8 | 11.98 | 12.21 | 239 | 0.075 | 0.085 | 1
2025-08-25 16:00 | 8 | 16 | 10.69 | 11.05 | 11.32 | 11.53 | 11.71 | 11.93 | 247 | 0.061 | 0.083 | 1
2025-08-25 17:00 | 8 | 17 | 9.79 | 10.17 | 10.45 | 10.67 | 10.85 | 11.08 | 258 | 0.088 | 0.094 | 1
2025-08-25 18:00 | 8 | 18 | 10.67 | 11.02 | 11.28 | 11.48 | 11.65 | 11.86 | 253 | 0.084 | 0.08 | 1
2025-08-25 19:00 | 8 | 19 | 11.39 | 11.77 | 12.04 | 12.26 | 12.44 | 12.66 | 250 | 0.108 | 0.08 | 1
2025-08-25 20:00 | 8 | 20 | 11.35 | 11.78 | 12.09 | 12.34 | 12.55 | 12.81 | 252 | 0.106 | 0.092 | 1
2025-08-25 21:00 | 8 | 21 | 11.53 | 11.92 | 12.2 | 12.43 | 12.61 | 12.85 | 249 | 0.102 | 0.082 | 1
2025-08-25 22:00 | 8 | 22 | 11.6 | 12.12 | 12.49 | 12.79 | 13.05 | 13.36 | 245 | 0.096 | 0.107 | 1
2025-08-25 23:00 | 8 | 23 | 10.56 | 10.94 | 11.22 | 11.45 | 11.63 | 11.86 | 238 | 0.093 | 0.088 | 1
2025-08-26 00:00 | 8 | 0 | 9.69 | 10.01 | 10.25 | 10.43 | 10.58 | 10.77 | 246 | 0.096 | 0.08 | 1
2025-08-26 01:00 | 8 | 1 | 7.81 | 8.12 | 8.34 | 8.52 | 8.66 | 8.85 | 253 | 0.117 | 0.094 | 1
2025-08-26 02:00 | 8 | 2 | 7.55 | 7.86 | 8.08 | 8.26 | 8.41 | 8.6 | 256 | 0.102 | 0.099 | 1
2025-08-26 03:00 | 8 | 3 | 6.74 | 7.06 | 7.3 | 7.48 | 7.64 | 7.84 | 251 | 0.101 | 0.115 | 1
2025-08-26 04:00 | 8 | 4 | 5.79 | 6.06 | 6.26 | 6.42 | 6.55 | 6.71 | 257 | 0.114 | 0.112 | 1
2025-08-26 05:00 | 8 | 5 | 3.9 | 4.09 | 4.22 | 4.33 | 4.42 | 4.54 | 250 | 0.163 | 0.114 | 1
2025-08-26 06:00 | 8 | 6 | 4.36 | 4.54 | 4.66 | 4.76 | 4.85 | 4.95 | 269 | 0.136 | 0.096 | 1
2025-08-26 07:00 | 8 | 7 | 3.76 | 3.91 | 4.01 | 4.09 | 4.16 | 4.25 | 279 | 0.146 | 0.092 | 1
2025-08-26 08:00 | 8 | 8 | 3.72 | 3.87 | 3.98 | 4.06 | 4.14 | 4.23 | 281 | 0.128 | 0.097 | 1
2025-08-26 09:00 | 8 | 9 | 3.06 | 3.21 | 3.33 | 3.42 | 3.5 | 3.59 | 285 | 0.176 | 0.122 | 1
2025-08-26 10:00 | 8 | 10 | 4.41 | 4.62 | 4.77 | 4.9 | 5 | 5.13 | 277 | 0.129 | 0.115 | 1
2025-08-26 11:00 | 8 | 11 | 3.78 | 3.93 | 4.03 | 4.11 | 4.18 | 4.27 | 272 | 0.144 | 0.091 | 1
2025-08-26 12:00 | 8 | 12 | 4.05 | 4.2 | 4.32 | 4.41 | 4.48 | 4.58 | 268 | 0.138 | 0.093 | 1
2025-08-26 13:00 | 8 | 13 | 5.12 | 5.27 | 5.39 | 5.48 | 5.55 | 5.65 | 273 | 0.121 | 0.075 | 1
2025-08-26 14:00 | 8 | 14 | 3.55 | 3.65 | 3.72 | 3.78 | 3.82 | 3.88 | 269 | 0.15 | 0.068 | 1
2025-08-26 15:00 | 8 | 15 | 4.45 | 4.55 | 4.62 | 4.68 | 4.73 | 4.79 | 264 | 0.136 | 0.056 | 1
2025-08-26 16:00 | 8 | 16 | 4.65 | 4.75 | 4.83 | 4.89 | 4.94 | 5 | 263 | 0.124 | 0.054 | 1
2025-08-26 17:00 | 8 | 17 | 4.48 | 4.59 | 4.68 | 4.75 | 4.8 | 4.87 | 256 | 0.167 | 0.064 | 1
2025-08-26 18:00 | 8 | 18 | 4.61 | 4.79 | 4.93 | 5.04 | 5.13 | 5.24 | 263 | 0.161 | 0.097 | 0
2025-08-26 19:00 | 8 | 19 | 3.99 | 4.17 | 4.3 | 4.41 | 4.5 | 4.61 | 267 | 0.158 | 0.109 | 1
2025-08-26 20:00 | 8 | 20 | 3.1 | 3.24 | 3.35 | 3.44 | 3.51 | 3.6 | 263 | 0.139 | 0.114 | 1
2025-08-26 21:00 | 8 | 21 | 3.72 | 3.92 | 4.06 | 4.17 | 4.27 | 4.39 | 249 | 0.149 | 0.124 | 1
2025-08-26 22:00 | 8 | 22 | 4.65 | 4.88 | 5.05 | 5.19 | 5.3 | 5.45 | 257 | 0.107 | 0.12 | 1
2025-08-26 23:00 | 8 | 23 | 4.3 | 4.48 | 4.62 | 4.72 | 4.81 | 4.92 | 256 | 0.115 | 0.102 | 1
2025-08-27 00:00 | 8 | 0 | 4.87 | 5.08 | 5.24 | 5.36 | 5.46 | 5.59 | 279 | 0.107 | 0.104 | 1
2025-08-27 01:00 | 8 | 1 | 6.49 | 6.76 | 6.95 | 7.11 | 7.24 | 7.4 | 272 | 0.139 | 0.099 | 1
2025-08-27 02:00 | 8 | 2 | 5.85 | 6.12 | 6.32 | 6.48 | 6.61 | 6.78 | 256 | 0.143 | 0.111 | 1
2025-08-27 03:00 | 8 | 3 | 5.49 | 5.75 | 5.94 | 6.1 | 6.22 | 6.38 | 260 | 0.139 | 0.113 | 1
2025-08-27 04:00 | 8 | 4 | 8.42 | 8.83 | 9.14 | 9.38 | 9.59 | 9.85 | 268 | 0.108 | 0.119 | 1
2025-08-27 05:00 | 8 | 5 | 7.11 | 7.47 | 7.75 | 7.96 | 8.15 | 8.38 | 261 | 0.097 | 0.124 | 1
2025-08-27 06:00 | 8 | 6 | 7.08 | 7.38 | 7.61 | 7.79 | 7.93 | 8.12 | 274 | 0.137 | 0.104 | 1
2025-08-27 07:00 | 8 | 7 | 6.67 | 6.95 | 7.16 | 7.33 | 7.47 | 7.64 | 279 | 0.107 | 0.104 | 1
2025-08-27 08:00 | 8 | 8 | 5.22 | 5.43 | 5.58 | 5.69 | 5.79 | 5.91 | 287 | 0.121 | 0.094 | 1
2025-08-27 09:00 | 8 | 9 | 3.59 | 3.73 | 3.83 | 3.91 | 3.97 | 4.05 | 285 | 0.148 | 0.091 | 1
2025-08-27 10:00 | 8 | 10 | 3.23 | 3.35 | 3.43 | 3.49 | 3.55 | 3.62 | 289 | 0.132 | 0.085 | 1
2025-08-27 11:00 | 8 | 11 | 3.67 | 3.84 | 3.96 | 4.06 | 4.15 | 4.25 | 279 | 0.157 | 0.112 | 1
2025-08-27 12:00 | 8 | 12 | 4.62 | 4.81 | 4.95 | 5.06 | 5.15 | 5.26 | 273 | 0.135 | 0.099 | 1
2025-08-27 13:00 | 8 | 13 | 6.12 | 6.37 | 6.55 | 6.69 | 6.81 | 6.96 | 276 | 0.112 | 0.096 | 1
2025-08-27 14:00 | 8 | 14 | 6.59 | 6.85 | 7.04 | 7.19 | 7.32 | 7.47 | 278 | 0.112 | 0.095 | 1
2025-08-27 15:00 | 8 | 15 | 7.96 | 8.24 | 8.44 | 8.6 | 8.73 | 8.9 | 265 | 0.07 | 0.085 | 1
2025-08-27 16:00 | 8 | 16 | 7.16 | 7.42 | 7.6 | 7.75 | 7.87 | 8.02 | 256 | 0.117 | 0.086 | 1
2025-08-27 17:00 | 8 | 17 | 7.33 | 7.64 | 7.87 | 8.05 | 8.2 | 8.38 | 274 | 0.115 | 0.101 | 1
2025-08-27 18:00 | 8 | 18 | 7.54 | 7.81 | 8.01 | 8.16 | 8.29 | 8.46 | 275 | 0.111 | 0.087 | 1
2025-08-27 19:00 | 8 | 19 | 7.28 | 7.54 | 7.73 | 7.88 | 8 | 8.16 | 264 | 0.12 | 0.086 | 1
2025-08-27 20:00 | 8 | 20 | 7.21 | 7.52 | 7.74 | 7.92 | 8.07 | 8.25 | 270 | 0.078 | 0.102 | 1
2025-08-27 21:00 | 8 | 21 | 5.45 | 5.69 | 5.87 | 6.01 | 6.13 | 6.28 | 273 | 0.108 | 0.107 | 1
2025-08-27 22:00 | 8 | 22 | 5.86 | 6.15 | 6.37 | 6.54 | 6.69 | 6.87 | 265 | 0.108 | 0.121 | 1
2025-08-27 23:00 | 8 | 23 | 6.77 | 7.17 | 7.46 | 7.7 | 7.9 | 8.15 | 265 | 0.117 | 0.141 | 1
2025-08-28 00:00 | 8 | 0 | 7.07 | 7.46 | 7.75 | 7.98 | 8.17 | 8.42 | 255 | 0.096 | 0.132 | 1
2025-08-28 01:00 | 8 | 1 | 6.43 | 6.84 | 7.14 | 7.39 | 7.59 | 7.85 | 254 | 0.102 | 0.151 | 1
2025-08-28 02:00 | 8 | 2 | 6.07 | 6.48 | 6.79 | 7.04 | 7.25 | 7.51 | 281 | 0.123 | 0.162 | 1
2025-08-28 03:00 | 8 | 3 | 6.7 | 7.16 | 7.5 | 7.77 | 8.01 | 8.3 | 288 | 0.116 | 0.161 | 1
2025-08-28 04:00 | 8 | 4 | 6.62 | 7.04 | 7.35 | 7.6 | 7.81 | 8.08 | 277 | 0.087 | 0.151 | 1
2025-08-28 05:00 | 8 | 5 | 6.55 | 6.94 | 7.23 | 7.46 | 7.66 | 7.9 | 283 | 0.11 | 0.143 | 1
2025-08-28 06:00 | 8 | 6 | 6.27 | 6.58 | 6.81 | 7 | 7.15 | 7.35 | 285 | 0.112 | 0.12 | 1
2025-08-28 07:00 | 8 | 7 | 5.73 | 5.98 | 6.16 | 6.31 | 6.44 | 6.59 | 268 | 0.124 | 0.107 | 1
2025-08-28 08:00 | 8 | 8 | 6.49 | 6.71 | 6.88 | 7 | 7.11 | 7.24 | 268 | 0.132 | 0.082 | 1
2025-08-28 09:00 | 8 | 9 | 7.18 | 7.42 | 7.6 | 7.74 | 7.86 | 8 | 263 | 0.127 | 0.083 | 1
2025-08-28 10:00 | 8 | 10 | 5.39 | 5.57 | 5.7 | 5.8 | 5.88 | 5.99 | 266 | 0.115 | 0.079 | 1
2025-08-28 11:00 | 8 | 11 | 4.25 | 4.38 | 4.47 | 4.54 | 4.6 | 4.67 | 276 | 0.13 | 0.071 | 1
2025-08-28 12:00 | 8 | 12 | 5.04 | 5.15 | 5.23 | 5.29 | 5.35 | 5.41 | 272 | 0.119 | 0.055 | 1
2025-08-28 13:00 | 8 | 13 | 4.15 | 4.27 | 4.36 | 4.43 | 4.48 | 4.56 | 268 | 0.097 | 0.07 | 1
2025-08-28 14:00 | 8 | 14 | 4.26 | 4.39 | 4.49 | 4.57 | 4.64 | 4.72 | 260 | 0.133 | 0.078 | 1
2025-08-28 15:00 | 8 | 15 | 4.92 | 5.08 | 5.2 | 5.29 | 5.37 | 5.47 | 259 | 0.117 | 0.08 | 1
2025-08-28 16:00 | 8 | 16 | 4.93 | 5.08 | 5.19 | 5.27 | 5.34 | 5.43 | 269 | 0.109 | 0.072 | 1
2025-08-28 17:00 | 8 | 17 | 4.96 | 5.1 | 5.21 | 5.3 | 5.37 | 5.45 | 276 | 0.147 | 0.072 | 1
2025-08-28 18:00 | 8 | 18 | 5.99 | 6.18 | 6.32 | 6.43 | 6.52 | 6.63 | 266 | 0.133 | 0.077 | 1
2025-08-28 19:00 | 8 | 19 | 6.03 | 6.24 | 6.39 | 6.51 | 6.61 | 6.73 | 259 | 0.122 | 0.083 | 1
2025-08-28 20:00 | 8 | 20 | 6.8 | 7.01 | 7.17 | 7.29 | 7.39 | 7.52 | 252 | 0.122 | 0.076 | 1
2025-08-28 21:00 | 8 | 21 | 8.69 | 8.92 | 9.09 | 9.22 | 9.33 | 9.46 | 247 | 0.121 | 0.065 | 1
2025-08-28 22:00 | 8 | 22 | 7 | 7.23 | 7.4 | 7.53 | 7.63 | 7.77 | 250 | 0.101 | 0.078 | 1
2025-08-28 23:00 | 8 | 23 | 8.85 | 9.17 | 9.4 | 9.59 | 9.74 | 9.93 | 250 | 0.075 | 0.088 | 1
2025-08-29 00:00 | 8 | 0 | 9.19 | 9.56 | 9.83 | 10.05 | 10.23 | 10.45 | 259 | 0.115 | 0.097 | 1
2025-08-29 01:00 | 8 | 1 | 8.92 | 9.3 | 9.58 | 9.81 | 9.99 | 10.23 | 248 | 0.105 | 0.104 | 1
2025-08-29 02:00 | 8 | 2 | 6.1 | 6.37 | 6.56 | 6.71 | 6.84 | 7 | 247 | 0.113 | 0.104 | 1
2025-08-29 03:00 | 8 | 3 | 5.28 | 5.5 | 5.66 | 5.79 | 5.9 | 6.03 | 263 | 0.109 | 0.1 | 1
2025-08-29 04:00 | 8 | 4 | 6.01 | 6.24 | 6.42 | 6.56 | 6.67 | 6.81 | 268 | 0.127 | 0.095 | 1
2025-08-29 05:00 | 8 | 5 | 5.68 | 5.9 | 6.07 | 6.2 | 6.31 | 6.44 | 264 | 0.118 | 0.096 | 1
2025-08-29 06:00 | 8 | 6 | 3.8 | 3.95 | 4.06 | 4.15 | 4.22 | 4.31 | 256 | 0.133 | 0.096 | 1
2025-08-29 07:00 | 8 | 7 | 5.56 | 5.74 | 5.87 | 5.97 | 6.06 | 6.17 | 241 | 0.127 | 0.079 | 1
2025-08-29 08:00 | 8 | 8 | 4.92 | 5.07 | 5.19 | 5.28 | 5.35 | 5.45 | 256 | 0.118 | 0.077 | 1
2025-08-29 09:00 | 8 | 9 | 5.43 | 5.6 | 5.72 | 5.82 | 5.9 | 6 | 248 | 0.128 | 0.076 | 1
2025-08-29 10:00 | 8 | 10 | 6.34 | 6.52 | 6.64 | 6.74 | 6.82 | 6.93 | 261 | 0.117 | 0.067 | 1
2025-08-29 11:00 | 8 | 11 | 5.64 | 5.79 | 5.91 | 6 | 6.07 | 6.16 | 263 | 0.135 | 0.067 | 1
2025-08-29 12:00 | 8 | 12 | 6.38 | 6.56 | 6.69 | 6.79 | 6.87 | 6.98 | 267 | 0.115 | 0.067 | 1
2025-08-29 13:00 | 8 | 13 | 5.47 | 5.64 | 5.76 | 5.86 | 5.94 | 6.03 | 272 | 0.094 | 0.074 | 1
2025-08-29 14:00 | 8 | 14 | 6.83 | 7.01 | 7.15 | 7.25 | 7.34 | 7.45 | 264 | 0.111 | 0.066 | 1
2025-08-29 15:00 | 8 | 15 | 6.28 | 6.46 | 6.59 | 6.69 | 6.77 | 6.88 | 281 | 0.117 | 0.069 | 1
2025-08-29 16:00 | 8 | 16 | 6.37 | 6.55 | 6.68 | 6.78 | 6.87 | 6.97 | 280 | 0.131 | 0.068 | 1
2025-08-29 17:00 | 8 | 17 | 6.2 | 6.38 | 6.51 | 6.61 | 6.7 | 6.8 | 275 | 0.1 | 0.071 | 1
2025-08-29 18:00 | 8 | 18 | 5.35 | 5.53 | 5.66 | 5.77 | 5.85 | 5.96 | 295 | 0.125 | 0.081 | 1
2025-08-29 19:00 | 8 | 19 | 6.31 | 6.56 | 6.75 | 6.89 | 7.02 | 7.17 | 298 | 0.083 | 0.097 | 1
2025-08-29 20:00 | 8 | 20 | 7.3 | 7.64 | 7.88 | 8.08 | 8.24 | 8.45 | 283 | 0.113 | 0.11 | 1
2025-08-29 21:00 | 8 | 21 | 6.06 | 6.38 | 6.62 | 6.81 | 6.97 | 7.18 | 273 | 0.083 | 0.128 | 1
2025-08-29 22:00 | 8 | 22 | 6.78 | 7.22 | 7.54 | 7.8 | 8.02 | 8.29 | 273 | 0.121 | 0.152 | 1
2025-08-29 23:00 | 8 | 23 | 7.44 | 7.88 | 8.21 | 8.48 | 8.7 | 8.98 | 273 | 0.101 | 0.143 | 1
2025-08-30 00:00 | 8 | 0 | 7.95 | 8.46 | 8.85 | 9.16 | 9.42 | 9.75 | 276 | 0.1 | 0.155 | 1
2025-08-30 01:00 | 8 | 1 | 8.71 | 9.2 | 9.56 | 9.85 | 10.09 | 10.4 | 266 | 0.094 | 0.134 | 1
2025-08-30 02:00 | 8 | 2 | 7.79 | 8.25 | 8.59 | 8.86 | 9.09 | 9.38 | 275 | 0.102 | 0.14 | 1
2025-08-30 03:00 | 8 | 3 | 7.65 | 8 | 8.26 | 8.46 | 8.64 | 8.85 | 258 | 0.086 | 0.11 | 1
2025-08-30 04:00 | 8 | 4 | 7.25 | 7.59 | 7.84 | 8.04 | 8.21 | 8.42 | 257 | 0.116 | 0.113 | 1
2025-08-30 05:00 | 8 | 5 | 8.97 | 9.34 | 9.61 | 9.83 | 10.01 | 10.23 | 253 | 0.086 | 0.1 | 1
2025-08-30 06:00 | 8 | 6 | 8.21 | 8.58 | 8.86 | 9.09 | 9.27 | 9.5 | 268 | 0.114 | 0.111 | 1
2025-08-30 07:00 | 8 | 7 | 8.5 | 8.88 | 9.15 | 9.37 | 9.56 | 9.79 | 271 | 0.08 | 0.106 | 1
2025-08-30 08:00 | 8 | 8 | 7.42 | 7.73 | 7.96 | 8.14 | 8.29 | 8.48 | 285 | 0.12 | 0.101 | 1
2025-08-30 09:00 | 8 | 9 | 9.14 | 9.48 | 9.74 | 9.93 | 10.1 | 10.31 | 271 | 0.097 | 0.091 | 1
2025-08-30 10:00 | 8 | 10 | 9.26 | 9.68 | 9.99 | 10.24 | 10.45 | 10.71 | 274 | 0.114 | 0.11 | 1
2025-08-30 11:00 | 8 | 11 | 8.28 | 8.66 | 8.94 | 9.17 | 9.36 | 9.59 | 271 | 0.086 | 0.112 | 1
2025-08-30 12:00 | 8 | 12 | 8.98 | 9.28 | 9.51 | 9.69 | 9.83 | 10.02 | 274 | 0.114 | 0.083 | 1
2025-08-30 13:00 | 8 | 13 | 8.45 | 8.79 | 9.04 | 9.23 | 9.4 | 9.6 | 265 | 0.102 | 0.097 | 1
2025-08-30 14:00 | 8 | 14 | 8.78 | 9.21 | 9.53 | 9.78 | 9.99 | 10.26 | 268 | 0.088 | 0.118 | 1
2025-08-30 15:00 | 8 | 15 | 7.51 | 7.84 | 8.08 | 8.28 | 8.44 | 8.64 | 273 | 0.124 | 0.106 | 1
2025-08-30 16:00 | 8 | 16 | 7.08 | 7.41 | 7.66 | 7.85 | 8.02 | 8.22 | 273 | 0.083 | 0.113 | 1
2025-08-30 17:00 | 8 | 17 | 5.97 | 6.26 | 6.48 | 6.65 | 6.8 | 6.98 | 279 | 0.128 | 0.118 | 1
2025-08-30 18:00 | 8 | 18 | 7.07 | 7.42 | 7.68 | 7.89 | 8.06 | 8.28 | 264 | 0.141 | 0.119 | 1
2025-08-30 19:00 | 8 | 19 | 7.83 | 8.31 | 8.66 | 8.95 | 9.19 | 9.5 | 277 | 0.11 | 0.147 | 1
2025-08-30 20:00 | 8 | 20 | 8.58 | 9.08 | 9.46 | 9.76 | 10.01 | 10.33 | 272 | 0.122 | 0.141 | 1
2025-08-30 21:00 | 8 | 21 | 7.64 | 8.14 | 8.51 | 8.81 | 9.06 | 9.38 | 270 | 0.092 | 0.156 | 1
2025-08-30 22:00 | 8 | 22 | 9.56 | 10.14 | 10.57 | 10.91 | 11.2 | 11.57 | 282 | 0.104 | 0.144 | 1
2025-08-30 23:00 | 8 | 23 | 8.75 | 9.27 | 9.66 | 9.97 | 10.24 | 10.57 | 282 | 0.103 | 0.143 | 1
2025-08-31 00:00 | 8 | 0 | 8.49 | 9 | 9.39 | 9.7 | 9.96 | 10.29 | 282 | 0.146 | 0.146 | 1
2025-08-31 01:00 | 8 | 1 | 10.49 | 11.12 | 11.6 | 11.98 | 12.3 | 12.7 | 278 | 0.11 | 0.145 | 1
2025-08-31 02:00 | 8 | 2 | 10.83 | 11.54 | 12.07 | 12.49 | 12.86 | 13.31 | 270 | 0.106 | 0.156 | 1
2025-08-31 03:00 | 8 | 3 | 10.08 | 10.74 | 11.24 | 11.64 | 11.98 | 12.4 | 265 | 0.116 | 0.157 | 1
2025-08-31 04:00 | 8 | 4 | 9.23 | 9.82 | 10.27 | 10.62 | 10.93 | 11.31 | 258 | 0.109 | 0.154 | 1
2025-08-31 05:00 | 8 | 5 | 8.78 | 9.29 | 9.67 | 9.98 | 10.24 | 10.56 | 263 | 0.087 | 0.14 | 1
2025-08-31 06:00 | 8 | 6 | 7.01 | 7.44 | 7.76 | 8.02 | 8.24 | 8.51 | 250 | 0.098 | 0.147 | 1
2025-08-31 07:00 | 8 | 7 | 7.6 | 8.13 | 8.54 | 8.86 | 9.13 | 9.48 | 248 | 0.088 | 0.167 | 1
2025-08-31 08:00 | 8 | 8 | 6.08 | 6.46 | 6.76 | 6.99 | 7.19 | 7.44 | 269 | 0.109 | 0.153 | 1
2025-08-31 09:00 | 8 | 9 | 7.27 | 7.72 | 8.05 | 8.32 | 8.55 | 8.83 | 277 | 0.108 | 0.147 | 1
2025-08-31 10:00 | 8 | 10 | 7.43 | 7.84 | 8.15 | 8.39 | 8.6 | 8.85 | 271 | 0.126 | 0.132 | 1
2025-08-31 11:00 | 8 | 11 | 6.68 | 7 | 7.23 | 7.41 | 7.57 | 7.76 | 271 | 0.104 | 0.113 | 1
2025-08-31 12:00 | 8 | 12 | 4.77 | 5 | 5.18 | 5.32 | 5.44 | 5.58 | 263 | 0.102 | 0.12 | 1
2025-08-31 13:00 | 8 | 13 | 4.6 | 4.82 | 4.98 | 5.11 | 5.21 | 5.35 | 263 | 0.114 | 0.114 | 1
2025-08-31 14:00 | 8 | 14 | 6.4 | 6.72 | 6.96 | 7.15 | 7.31 | 7.51 | 256 | 0.123 | 0.121 | 1
2025-08-31 15:00 | 8 | 15 | 6.97 | 7.4 | 7.73 | 7.99 | 8.21 | 8.49 | 255 | 0.081 | 0.149 | 1
2025-08-31 16:00 | 8 | 16 | 6.22 | 6.55 | 6.8 | 7 | 7.17 | 7.38 | 259 | 0.14 | 0.13 | 1
2025-08-31 17:00 | 8 | 17 | 6.57 | 6.92 | 7.19 | 7.4 | 7.58 | 7.81 | 269 | 0.126 | 0.131 | 1
2025-08-31 18:00 | 8 | 18 | 5.88 | 6.18 | 6.39 | 6.57 | 6.71 | 6.89 | 269 | 0.125 | 0.12 | 1
2025-08-31 19:00 | 8 | 19 | 5.57 | 5.88 | 6.12 | 6.3 | 6.46 | 6.66 | 263 | 0.105 | 0.136 | 0
2025-08-31 20:00 | 8 | 20 | 4.5 | 4.81 | 5.04 | 5.23 | 5.38 | 5.58 | 267 | 0.123 | 0.162 | 1
2025-08-31 21:00 | 8 | 21 | 4.55 | 4.88 | 5.13 | 5.34 | 5.51 | 5.73 | 262 | 0.116 | 0.174 | 1
2025-08-31 22:00 | 8 | 22 | 4.52 | 4.86 | 5.12 | 5.33 | 5.51 | 5.74 | 275 | 0.13 | 0.181 | 1
2025-08-31 23:00 | 8 | 23 | 4.28 | 4.63 | 4.9 | 5.13 | 5.31 | 5.55 | 274 | 0.125 | 0.198 | 1
2025-09-01 00:00 | 9 | 0 | 4.26 | 4.63 | 4.91 | 5.14 | 5.33 | 5.58 | 280 | 0.142 | 0.205 | 1
2025-09-01 01:00 | 9 | 1 | 4.9 | 5.35 | 5.7 | 5.99 | 6.23 | 6.55 | 296 | 0.119 | 0.22 | 1
2025-09-01 02:00 | 9 | 2 | 4.68 | 5.11 | 5.44 | 5.71 | 5.93 | 6.23 | 306 | 0.124 | 0.216 | 1
2025-09-01 03:00 | 9 | 3 | 4.31 | 4.71 | 5.02 | 5.27 | 5.49 | 5.76 | 305 | 0.136 | 0.219 | 1
2025-09-01 04:00 | 9 | 4 | 4.02 | 4.38 | 4.65 | 4.87 | 5.06 | 5.31 | 309 | 0.126 | 0.209 | 1
2025-09-01 05:00 | 9 | 5 | 4.59 | 4.94 | 5.21 | 5.43 | 5.62 | 5.85 | 313 | 0.148 | 0.184 | 1
2025-09-01 06:00 | 9 | 6 | 4.36 | 4.72 | 5 | 5.22 | 5.41 | 5.66 | 314 | 0.138 | 0.197 | 1
2025-09-01 07:00 | 9 | 7 | 5.52 | 5.96 | 6.29 | 6.56 | 6.79 | 7.08 | 313 | 0.113 | 0.189 | 1
2025-09-01 08:00 | 9 | 8 | 6.87 | 7.34 | 7.7 | 7.98 | 8.22 | 8.52 | 316 | 0.1 | 0.163 | 1
2025-09-01 09:00 | 9 | 9 | 5.53 | 5.9 | 6.18 | 6.4 | 6.59 | 6.83 | 314 | 0.109 | 0.161 | 1
2025-09-01 10:00 | 9 | 10 | 6.22 | 6.61 | 6.9 | 7.14 | 7.34 | 7.59 | 311 | 0.117 | 0.151 | 1
2025-09-01 11:00 | 9 | 11 | 5.35 | 5.7 | 5.96 | 6.17 | 6.35 | 6.57 | 301 | 0.127 | 0.155 | 1
2025-09-01 12:00 | 9 | 12 | 4.81 | 5.11 | 5.33 | 5.51 | 5.65 | 5.84 | 302 | 0.138 | 0.146 | 1
2025-09-01 13:00 | 9 | 13 | 4.74 | 4.98 | 5.16 | 5.3 | 5.43 | 5.58 | 319 | 0.147 | 0.124 | 1
2025-09-01 14:00 | 9 | 14 | 5.07 | 5.31 | 5.48 | 5.62 | 5.74 | 5.88 | 327 | 0.084 | 0.112 | 1
2025-09-01 15:00 | 9 | 15 | 5.65 | 5.91 | 6.11 | 6.26 | 6.39 | 6.55 | 331 | 0.12 | 0.112 | 1
2025-09-01 16:00 | 9 | 16 | 4.79 | 4.99 | 5.14 | 5.26 | 5.35 | 5.47 | 338 | 0.138 | 0.1 | 1
2025-09-01 17:00 | 9 | 17 | 7.03 | 7.3 | 7.49 | 7.65 | 7.78 | 7.95 | 319 | 0.098 | 0.093 | 1
2025-09-01 18:00 | 9 | 18 | 5.66 | 5.85 | 5.99 | 6.1 | 6.2 | 6.31 | 321 | 0.128 | 0.083 | 1
2025-09-01 19:00 | 9 | 19 | 6.9 | 7.15 | 7.33 | 7.48 | 7.6 | 7.75 | 312 | 0.133 | 0.088 | 1
2025-09-01 20:00 | 9 | 20 | 8.1 | 8.37 | 8.56 | 8.72 | 8.85 | 9.01 | 303 | 0.14 | 0.081 | 1
2025-09-01 21:00 | 9 | 21 | 5.46 | 5.67 | 5.82 | 5.94 | 6.04 | 6.17 | 315 | 0.129 | 0.093 | 1
2025-09-01 22:00 | 9 | 22 | 5.87 | 6.12 | 6.3 | 6.44 | 6.56 | 6.71 | 300 | 0.105 | 0.101 | 1
2025-09-01 23:00 | 9 | 23 | 4.82 | 5 | 5.14 | 5.24 | 5.33 | 5.44 | 303 | 0.135 | 0.091 | 1
2025-09-02 00:00 | 9 | 0 | 5.36 | 5.56 | 5.71 | 5.82 | 5.92 | 6.04 | 302 | 0.105 | 0.091 | 1
2025-09-02 01:00 | 9 | 1 | 6.33 | 6.45 | 6.53 | 6.6 | 6.65 | 6.72 | 306 | 0.144 | 0.045 | 1
2025-09-02 02:00 | 9 | 2 | 5.69 | 5.86 | 5.97 | 6.07 | 6.15 | 6.24 | 296 | 0.12 | 0.07 | 1
2025-09-02 03:00 | 9 | 3 | 5.33 | 5.52 | 5.66 | 5.77 | 5.87 | 5.98 | 290 | 0.094 | 0.087 | 1
2025-09-02 04:00 | 9 | 4 | 5.32 | 5.54 | 5.7 | 5.84 | 5.94 | 6.08 | 282 | 0.1 | 0.101 | 1
2025-09-02 05:00 | 9 | 5 | 5.39 | 5.6 | 5.75 | 5.87 | 5.97 | 6.1 | 275 | 0.106 | 0.094 | 1
2025-09-02 06:00 | 9 | 6 | 5.8 | 6.03 | 6.2 | 6.33 | 6.44 | 6.58 | 278 | 0.115 | 0.095 | 1
2025-09-02 07:00 | 9 | 7 | 6.58 | 6.84 | 7.04 | 7.19 | 7.32 | 7.48 | 271 | 0.101 | 0.098 | 1
2025-09-02 08:00 | 9 | 8 | 6.52 | 6.78 | 6.97 | 7.12 | 7.24 | 7.4 | 277 | 0.124 | 0.095 | 1
2025-09-02 09:00 | 9 | 9 | 6.31 | 6.53 | 6.7 | 6.82 | 6.93 | 7.06 | 278 | 0.099 | 0.085 | 1
2025-09-02 10:00 | 9 | 10 | 5.64 | 5.81 | 5.93 | 6.02 | 6.1 | 6.19 | 282 | 0.128 | 0.07 | 1
2025-09-02 11:00 | 9 | 11 | 5.62 | 5.8 | 5.93 | 6.04 | 6.12 | 6.23 | 278 | 0.129 | 0.078 | 1
2025-09-02 12:00 | 9 | 12 | 3.27 | 3.39 | 3.48 | 3.55 | 3.6 | 3.67 | 261 | 0.137 | 0.087 | 1
2025-09-02 13:00 | 9 | 13 | 3.77 | 3.88 | 3.97 | 4.03 | 4.08 | 4.15 | 251 | 0.135 | 0.072 | 1
2025-09-02 14:00 | 9 | 14 | 2.75 | 2.83 | 2.9 | 2.94 | 2.99 | 3.04 | 257 | 0.127 | 0.076 | 1
2025-09-02 15:00 | 9 | 15 | 1.98 | 2.04 | 2.08 | 2.12 | 2.15 | 2.18 | 248 | 0.196 | 0.075 | 1
2025-09-02 16:00 | 9 | 16 | 1.68 | 1.74 | 1.78 | 1.82 | 1.85 | 1.88 | 238 | 0.223 | 0.084 | 1
2025-09-02 17:00 | 9 | 17 | 1.47 | 1.53 | 1.58 | 1.62 | 1.65 | 1.69 | 251 | 0.222 | 0.106 | 1
2025-09-02 18:00 | 9 | 18 | 1.32 | 1.37 | 1.41 | 1.45 | 1.47 | 1.51 | 271 | 0.262 | 0.103 | 1
2025-09-02 19:00 | 9 | 19 | 1.81 | 1.88 | 1.93 | 1.97 | 2 | 2.05 | 276 | 0.231 | 0.092 | 1
2025-09-02 20:00 | 9 | 20 | 2.97 | 3.07 | 3.13 | 3.19 | 3.23 | 3.29 | 278 | 0.156 | 0.077 | 1
2025-09-02 21:00 | 9 | 21 | 3.04 | 3.15 | 3.22 | 3.28 | 3.33 | 3.39 | 282 | 0.147 | 0.082 | 1
2025-09-02 22:00 | 9 | 22 | 3.54 | 3.69 | 3.8 | 3.89 | 3.96 | 4.05 | 284 | 0.144 | 0.102 | 1
2025-09-02 23:00 | 9 | 23 | 3.98 | 4.17 | 4.3 | 4.41 | 4.5 | 4.61 | 284 | 0.134 | 0.112 | 1
2025-09-03 00:00 | 9 | 0 | 4.31 | 4.53 | 4.69 | 4.82 | 4.92 | 5.06 | 281 | 0.123 | 0.121 | 1
2025-09-03 01:00 | 9 | 1 | 3.38 | 3.54 | 3.65 | 3.74 | 3.82 | 3.92 | 274 | 0.163 | 0.112 | 1
2025-09-03 02:00 | 9 | 2 | 3.59 | 3.76 | 3.89 | 3.99 | 4.07 | 4.18 | 276 | 0.148 | 0.114 | 1
2025-09-03 03:00 | 9 | 3 | 5.12 | 5.34 | 5.51 | 5.64 | 5.75 | 5.88 | 279 | 0.156 | 0.105 | 1
2025-09-03 04:00 | 9 | 4 | 5.29 | 5.45 | 5.57 | 5.67 | 5.75 | 5.84 | 279 | 0.089 | 0.075 | 1
2025-09-03 05:00 | 9 | 5 | 4.69 | 4.86 | 4.99 | 5.09 | 5.18 | 5.29 | 281 | 0.12 | 0.091 | 1
2025-09-03 06:00 | 9 | 6 | 4.01 | 4.14 | 4.23 | 4.31 | 4.37 | 4.44 | 271 | 0.116 | 0.078 | 1
2025-09-03 07:00 | 9 | 7 | 3.85 | 3.97 | 4.06 | 4.13 | 4.19 | 4.26 | 272 | 0.153 | 0.076 | 1
2025-09-03 08:00 | 9 | 8 | 3.91 | 4.04 | 4.13 | 4.21 | 4.27 | 4.35 | 270 | 0.142 | 0.081 | 1
2025-09-03 09:00 | 9 | 9 | 3.91 | 4.05 | 4.16 | 4.24 | 4.31 | 4.4 | 266 | 0.144 | 0.09 | 1
2025-09-03 10:00 | 9 | 10 | 4.4 | 4.57 | 4.69 | 4.79 | 4.87 | 4.98 | 262 | 0.151 | 0.093 | 1
2025-09-03 11:00 | 9 | 11 | 3.91 | 4.04 | 4.14 | 4.22 | 4.28 | 4.36 | 244 | 0.154 | 0.082 | 1
2025-09-03 12:00 | 9 | 12 | 4.69 | 4.83 | 4.94 | 5.02 | 5.09 | 5.17 | 253 | 0.103 | 0.074 | 1
2025-09-03 13:00 | 9 | 13 | 3.93 | 4.08 | 4.18 | 4.26 | 4.33 | 4.41 | 254 | 0.126 | 0.087 | 1
2025-09-03 14:00 | 9 | 14 | 5.99 | 6.24 | 6.42 | 6.56 | 6.69 | 6.84 | 267 | 0.087 | 0.1 | 1
2025-09-03 15:00 | 9 | 15 | 5.33 | 5.56 | 5.73 | 5.87 | 5.98 | 6.12 | 274 | 0.123 | 0.105 | 1
2025-09-03 16:00 | 9 | 16 | 5.85 | 6.16 | 6.39 | 6.58 | 6.73 | 6.93 | 276 | 0.118 | 0.128 | 1
2025-09-03 17:00 | 9 | 17 | 6.6 | 6.91 | 7.15 | 7.33 | 7.49 | 7.68 | 285 | 0.11 | 0.115 | 1
2025-09-03 18:00 | 9 | 18 | 6.64 | 6.98 | 7.23 | 7.43 | 7.6 | 7.81 | 287 | 0.109 | 0.123 | 1
2025-09-03 19:00 | 9 | 19 | 7.59 | 7.96 | 8.23 | 8.45 | 8.63 | 8.86 | 292 | 0.107 | 0.117 | 1
2025-09-03 20:00 | 9 | 20 | 6.27 | 6.57 | 6.8 | 6.97 | 7.12 | 7.31 | 302 | 0.106 | 0.116 | 1
2025-09-03 21:00 | 9 | 21 | 7.21 | 7.54 | 7.78 | 7.97 | 8.13 | 8.32 | 294 | 0.11 | 0.108 | 1
2025-09-03 22:00 | 9 | 22 | 7.4 | 7.79 | 8.07 | 8.3 | 8.49 | 8.73 | 301 | 0.074 | 0.125 | 1
2025-09-03 23:00 | 9 | 23 | 7.85 | 8.33 | 8.7 | 8.99 | 9.24 | 9.55 | 313 | 0.105 | 0.148 | 1
2025-09-04 00:00 | 9 | 0 | 8.12 | 8.57 | 8.91 | 9.18 | 9.4 | 9.69 | 321 | 0.097 | 0.133 | 1
2025-09-04 01:00 | 9 | 1 | 7.64 | 8.03 | 8.32 | 8.55 | 8.74 | 8.99 | 316 | 0.1 | 0.123 | 1
2025-09-04 02:00 | 9 | 2 | 8.05 | 8.43 | 8.72 | 8.94 | 9.14 | 9.37 | 315 | 0.072 | 0.116 | 1
2025-09-04 03:00 | 9 | 3 | 8.68 | 9.14 | 9.47 | 9.74 | 9.97 | 10.25 | 314 | 0.111 | 0.126 | 1
2025-09-04 04:00 | 9 | 4 | 8.05 | 8.46 | 8.76 | 9 | 9.2 | 9.46 | 321 | 0.107 | 0.122 | 1
2025-09-04 05:00 | 9 | 5 | 8.01 | 8.38 | 8.66 | 8.88 | 9.06 | 9.3 | 306 | 0.095 | 0.113 | 1
2025-09-04 06:00 | 9 | 6 | 7.22 | 7.53 | 7.75 | 7.93 | 8.08 | 8.27 | 298 | 0.104 | 0.102 | 1
2025-09-04 07:00 | 9 | 7 | 9.11 | 9.5 | 9.78 | 10 | 10.19 | 10.42 | 283 | 0.109 | 0.102 | 1
2025-09-04 08:00 | 9 | 8 | 9.5 | 9.9 | 10.18 | 10.41 | 10.61 | 10.85 | 301 | 0.105 | 0.1 | 1
2025-09-04 09:00 | 9 | 9 | 8.35 | 8.72 | 8.99 | 9.21 | 9.39 | 9.61 | 310 | 0.105 | 0.107 | 1
2025-09-04 10:00 | 9 | 10 | 9.04 | 9.49 | 9.83 | 10.09 | 10.32 | 10.6 | 293 | 0.112 | 0.121 | 1
2025-09-04 11:00 | 9 | 11 | 8.7 | 9.09 | 9.39 | 9.62 | 9.82 | 10.06 | 288 | 0.101 | 0.111 | 1
2025-09-04 12:00 | 9 | 12 | 9.24 | 9.58 | 9.82 | 10.02 | 10.18 | 10.38 | 301 | 0.118 | 0.088 | 1
2025-09-04 13:00 | 9 | 13 | 7.04 | 7.28 | 7.46 | 7.59 | 7.71 | 7.85 | 295 | 0.136 | 0.082 | 1
2025-09-04 14:00 | 9 | 14 | 6.72 | 6.98 | 7.18 | 7.34 | 7.47 | 7.63 | 291 | 0.114 | 0.097 | 1
2025-09-04 15:00 | 9 | 15 | 8.45 | 8.76 | 8.99 | 9.17 | 9.32 | 9.51 | 290 | 0.096 | 0.089 | 1
2025-09-04 16:00 | 9 | 16 | 8.78 | 9.14 | 9.4 | 9.61 | 9.78 | 10 | 289 | 0.098 | 0.098 | 1
2025-09-04 17:00 | 9 | 17 | 5.14 | 5.35 | 5.51 | 5.63 | 5.73 | 5.86 | 284 | 0.111 | 0.099 | 1
2025-09-04 18:00 | 9 | 18 | 5.14 | 5.35 | 5.51 | 5.64 | 5.75 | 5.88 | 288 | 0.112 | 0.103 | 1
2025-09-04 19:00 | 9 | 19 | 4.52 | 4.72 | 4.86 | 4.97 | 5.07 | 5.19 | 284 | 0.122 | 0.103 | 1
2025-09-04 20:00 | 9 | 20 | 3.82 | 3.99 | 4.11 | 4.21 | 4.29 | 4.4 | 282 | 0.141 | 0.106 | 1
2025-09-04 21:00 | 9 | 21 | 4.81 | 5.05 | 5.23 | 5.37 | 5.49 | 5.63 | 282 | 0.107 | 0.119 | 1
2025-09-04 22:00 | 9 | 22 | 5.19 | 5.42 | 5.59 | 5.73 | 5.85 | 5.99 | 275 | 0.145 | 0.108 | 1
2025-09-04 23:00 | 9 | 23 | 5.11 | 5.36 | 5.55 | 5.7 | 5.83 | 5.99 | 285 | 0.149 | 0.12 | 1
2025-09-05 00:00 | 9 | 0 | 4.68 | 4.9 | 5.05 | 5.18 | 5.28 | 5.41 | 278 | 0.146 | 0.109 | 1
2025-09-05 01:00 | 9 | 1 | 4.5 | 4.68 | 4.82 | 4.93 | 5.03 | 5.14 | 283 | 0.116 | 0.102 | 1
2025-09-05 02:00 | 9 | 2 | 6.12 | 6.35 | 6.52 | 6.65 | 6.76 | 6.9 | 289 | 0.109 | 0.092 | 1
2025-09-05 03:00 | 9 | 3 | 5.44 | 5.67 | 5.84 | 5.97 | 6.08 | 6.22 | 285 | 0.142 | 0.102 | 1
2025-09-05 04:00 | 9 | 4 | 5.87 | 6.09 | 6.26 | 6.39 | 6.51 | 6.64 | 288 | 0.109 | 0.094 | 1
2025-09-05 05:00 | 9 | 5 | 3.55 | 3.7 | 3.81 | 3.9 | 3.97 | 4.07 | 276 | 0.16 | 0.102 | 1
2025-09-05 06:00 | 9 | 6 | 2.43 | 2.53 | 2.61 | 2.68 | 2.73 | 2.79 | 269 | 0.155 | 0.107 | 1
2025-09-05 07:00 | 9 | 7 | 3.97 | 4.17 | 4.31 | 4.43 | 4.52 | 4.65 | 256 | 0.116 | 0.118 | 1
2025-09-05 08:00 | 9 | 8 | 4.2 | 4.41 | 4.57 | 4.69 | 4.79 | 4.93 | 268 | 0.16 | 0.121 | 1
2025-09-05 09:00 | 9 | 9 | 4.51 | 4.75 | 4.92 | 5.06 | 5.18 | 5.33 | 272 | 0.136 | 0.126 | 1
2025-09-05 10:00 | 9 | 10 | 4.29 | 4.51 | 4.67 | 4.8 | 4.91 | 5.05 | 259 | 0.109 | 0.123 | 1
2025-09-05 11:00 | 9 | 11 | 4.21 | 4.42 | 4.58 | 4.7 | 4.81 | 4.94 | 257 | 0.164 | 0.122 | 1
2025-09-05 12:00 | 9 | 12 | 4.42 | 4.65 | 4.81 | 4.95 | 5.06 | 5.2 | 268 | 0.094 | 0.122 | 1
2025-09-05 13:00 | 9 | 13 | 5.26 | 5.44 | 5.58 | 5.69 | 5.78 | 5.89 | 279 | 0.117 | 0.086 | 1
2025-09-05 14:00 | 9 | 14 | 5.93 | 6.15 | 6.31 | 6.43 | 6.54 | 6.67 | 280 | 0.106 | 0.088 | 1
2025-09-05 15:00 | 9 | 15 | 5.34 | 5.51 | 5.63 | 5.73 | 5.81 | 5.9 | 291 | 0.112 | 0.076 | 1
2025-09-05 16:00 | 9 | 16 | 5.32 | 5.48 | 5.6 | 5.7 | 5.78 | 5.88 | 288 | 0.114 | 0.076 | 1
2025-09-05 17:00 | 9 | 17 | 4.64 | 4.83 | 4.97 | 5.08 | 5.17 | 5.28 | 292 | 0.117 | 0.098 | 1
2025-09-05 18:00 | 9 | 18 | 4.03 | 4.21 | 4.35 | 4.46 | 4.55 | 4.66 | 292 | 0.146 | 0.11 | 1
2025-09-05 19:00 | 9 | 19 | 3.7 | 3.87 | 4 | 4.11 | 4.19 | 4.3 | 297 | 0.136 | 0.114 | 1
2025-09-05 20:00 | 9 | 20 | 3 | 3.15 | 3.26 | 3.34 | 3.42 | 3.51 | 307 | 0.141 | 0.118 | 1
2025-09-05 21:00 | 9 | 21 | 2.47 | 2.59 | 2.68 | 2.75 | 2.81 | 2.89 | 305 | 0.168 | 0.117 | 1
2025-09-05 22:00 | 9 | 22 | 3.86 | 4.07 | 4.22 | 4.35 | 4.45 | 4.59 | 286 | 0.131 | 0.13 | 1
2025-09-05 23:00 | 9 | 23 | 3.28 | 3.46 | 3.59 | 3.7 | 3.79 | 3.9 | 296 | 0.119 | 0.131 | 1
2025-09-06 00:00 | 9 | 0 | 3.02 | 3.18 | 3.29 | 3.38 | 3.45 | 3.55 | 292 | 0.155 | 0.121 | 1
2025-09-06 01:00 | 9 | 1 | 2.03 | 2.14 | 2.22 | 2.28 | 2.34 | 2.4 | 279 | 0.209 | 0.127 | 1
2025-09-06 02:00 | 9 | 2 | 2.01 | 2.12 | 2.2 | 2.26 | 2.31 | 2.38 | 275 | 0.212 | 0.127 | 1
2025-09-06 03:00 | 9 | 3 | 4.39 | 4.6 | 4.75 | 4.87 | 4.97 | 5.1 | 275 | 0.146 | 0.113 | 1
2025-09-06 04:00 | 9 | 4 | 3.99 | 4.16 | 4.28 | 4.38 | 4.46 | 4.57 | 278 | 0.14 | 0.102 | 1
2025-09-06 05:00 | 9 | 5 | 4.47 | 4.64 | 4.76 | 4.86 | 4.94 | 5.04 | 292 | 0.129 | 0.091 | 1
2025-09-06 06:00 | 9 | 6 | 4.49 | 4.62 | 4.72 | 4.8 | 4.86 | 4.94 | 302 | 0.14 | 0.072 | 1
2025-09-06 07:00 | 9 | 7 | 4.66 | 4.82 | 4.94 | 5.04 | 5.12 | 5.22 | 289 | 0.136 | 0.087 | 1
2025-09-06 08:00 | 9 | 8 | 3.85 | 3.99 | 4.09 | 4.17 | 4.24 | 4.32 | 294 | 0.101 | 0.088 | 1
2025-09-06 09:00 | 9 | 9 | 2.7 | 2.79 | 2.86 | 2.92 | 2.96 | 3.02 | 284 | 0.156 | 0.084 | 1
2025-09-06 10:00 | 9 | 10 | 3.42 | 3.51 | 3.58 | 3.64 | 3.68 | 3.74 | 287 | 0.174 | 0.068 | 1
2025-09-06 11:00 | 9 | 11 | 2.32 | 2.38 | 2.43 | 2.46 | 2.49 | 2.53 | 288 | 0.166 | 0.065 | 1
2025-09-06 12:00 | 9 | 12 | 2.41 | 2.47 | 2.52 | 2.55 | 2.58 | 2.62 | 298 | 0.195 | 0.064 | 1
2025-09-06 13:00 | 9 | 13 | 2.45 | 2.51 | 2.55 | 2.58 | 2.61 | 2.65 | 292 | 0.169 | 0.058 | 1
2025-09-06 14:00 | 9 | 14 | 3.47 | 3.55 | 3.62 | 3.67 | 3.71 | 3.76 | 299 | 0.15 | 0.062 | 1
2025-09-06 15:00 | 9 | 15 | 3.46 | 3.54 | 3.6 | 3.65 | 3.69 | 3.73 | 300 | 0.159 | 0.057 | 1
2025-09-06 16:00 | 9 | 16 | 3.84 | 3.95 | 4.03 | 4.09 | 4.14 | 4.2 | 286 | 0.116 | 0.068 | 1
2025-09-06 17:00 | 9 | 17 | 3.81 | 3.94 | 4.04 | 4.12 | 4.19 | 4.27 | 294 | 0.148 | 0.086 | 1
2025-09-06 18:00 | 9 | 18 | 4.64 | 4.83 | 4.97 | 5.08 | 5.18 | 5.29 | 298 | 0.14 | 0.099 | 1
2025-09-06 19:00 | 9 | 19 | 3.65 | 3.82 | 3.95 | 4.05 | 4.13 | 4.24 | 286 | 0.121 | 0.112 | 1
2025-09-06 20:00 | 9 | 20 | 4.12 | 4.35 | 4.52 | 4.66 | 4.78 | 4.92 | 294 | 0.151 | 0.135 | 1
2025-09-06 21:00 | 9 | 21 | 5.4 | 5.68 | 5.88 | 6.05 | 6.19 | 6.36 | 298 | 0.109 | 0.124 | 1
2025-09-06 22:00 | 9 | 22 | 5.67 | 5.97 | 6.19 | 6.36 | 6.51 | 6.7 | 295 | 0.114 | 0.125 | 1
2025-09-06 23:00 | 9 | 23 | 5.62 | 5.95 | 6.2 | 6.39 | 6.56 | 6.77 | 293 | 0.118 | 0.14 | 1
2025-09-07 00:00 | 9 | 0 | 5.03 | 5.3 | 5.51 | 5.67 | 5.81 | 5.98 | 300 | 0.108 | 0.131 | 1
2025-09-07 01:00 | 9 | 1 | 5.41 | 5.71 | 5.94 | 6.12 | 6.28 | 6.47 | 292 | 0.114 | 0.135 | 1
2025-09-07 02:00 | 9 | 2 | 4.55 | 4.84 | 5.05 | 5.23 | 5.37 | 5.56 | 296 | 0.125 | 0.151 | 1
2025-09-07 03:00 | 9 | 3 | 4.19 | 4.43 | 4.6 | 4.74 | 4.86 | 5.01 | 302 | 0.159 | 0.135 | 1
2025-09-07 04:00 | 9 | 4 | 3.52 | 3.74 | 3.9 | 4.03 | 4.15 | 4.29 | 297 | 0.148 | 0.15 | 1
2025-09-07 05:00 | 9 | 5 | 4.38 | 4.69 | 4.93 | 5.12 | 5.28 | 5.48 | 310 | 0.126 | 0.171 | 1
2025-09-07 06:00 | 9 | 6 | 4.68 | 5.02 | 5.28 | 5.49 | 5.66 | 5.89 | 313 | 0.104 | 0.174 | 0
2025-09-07 07:00 | 9 | 7 | 5.58 | 5.94 | 6.21 | 6.43 | 6.61 | 6.85 | 289 | 0.135 | 0.155 | 1
2025-09-07 08:00 | 9 | 8 | 6.1 | 6.44 | 6.69 | 6.89 | 7.05 | 7.26 | 306 | 0.112 | 0.132 | 1
2025-09-07 09:00 | 9 | 9 | 7.09 | 7.39 | 7.6 | 7.77 | 7.91 | 8.09 | 297 | 0.095 | 0.099 | 1
2025-09-07 10:00 | 9 | 10 | 7.8 | 8.18 | 8.46 | 8.68 | 8.86 | 9.1 | 294 | 0.063 | 0.116 | 1
2025-09-07 11:00 | 9 | 11 | 6.86 | 7.17 | 7.4 | 7.59 | 7.74 | 7.94 | 293 | 0.104 | 0.11 | 1
2025-09-07 12:00 | 9 | 12 | 6.93 | 7.26 | 7.51 | 7.71 | 7.88 | 8.09 | 304 | 0.1 | 0.117 | 1
2025-09-07 13:00 | 9 | 13 | 9.08 | 9.54 | 9.87 | 10.14 | 10.36 | 10.64 | 303 | 0.107 | 0.12 | 1
2025-09-07 14:00 | 9 | 14 | 8.12 | 8.55 | 8.87 | 9.13 | 9.34 | 9.61 | 290 | 0.086 | 0.127 | 1
2025-09-07 15:00 | 9 | 15 | 8.45 | 8.92 | 9.27 | 9.55 | 9.78 | 10.07 | 298 | 0.112 | 0.132 | 1
2025-09-07 16:00 | 9 | 16 | 9.33 | 9.85 | 10.23 | 10.54 | 10.8 | 11.13 | 301 | 0.135 | 0.133 | 1
2025-09-07 17:00 | 9 | 17 | 8.77 | 9.23 | 9.58 | 9.85 | 10.08 | 10.37 | 300 | 0.074 | 0.126 | 1
2025-09-07 18:00 | 9 | 18 | 7.99 | 8.38 | 8.68 | 8.91 | 9.11 | 9.36 | 307 | 0.13 | 0.12 | 1
2025-09-07 19:00 | 9 | 19 | 8.83 | 9.28 | 9.61 | 9.87 | 10.09 | 10.37 | 291 | 0.099 | 0.122 | 1
2025-09-07 20:00 | 9 | 20 | 10.46 | 11.08 | 11.53 | 11.9 | 12.21 | 12.6 | 286 | 0.085 | 0.14 | 1
2025-09-07 21:00 | 9 | 21 | 9.62 | 10.11 | 10.47 | 10.76 | 11 | 11.3 | 292 | 0.099 | 0.122 | 1
2025-09-07 22:00 | 9 | 22 | 10.32 | 10.86 | 11.27 | 11.59 | 11.86 | 12.2 | 278 | 0.11 | 0.127 | 1
2025-09-07 23:00 | 9 | 23 | 10.18 | 10.71 | 11.1 | 11.42 | 11.69 | 12.02 | 278 | 0.107 | 0.126 | 1
2025-09-08 00:00 | 9 | 0 | 9.46 | 9.98 | 10.37 | 10.68 | 10.94 | 11.27 | 282 | 0.116 | 0.132 | 1
2025-09-08 01:00 | 9 | 1 | 8.44 | 8.96 | 9.34 | 9.65 | 9.92 | 10.25 | 271 | 0.122 | 0.147 | 1
2025-09-08 02:00 | 9 | 2 | 7.62 | 8.05 | 8.36 | 8.61 | 8.83 | 9.09 | 274 | 0.081 | 0.134 | 1
2025-09-08 03:00 | 9 | 3 | 8.44 | 8.91 | 9.26 | 9.54 | 9.77 | 10.07 | 269 | 0.081 | 0.134 | 0
2025-09-08 04:00 | 9 | 4 | 8.84 | 9.34 | 9.72 | 10.02 | 10.27 | 10.59 | 260 | 0.105 | 0.137 | 1
2025-09-08 05:00 | 9 | 5 | 6.44 | 6.81 | 7.09 | 7.31 | 7.5 | 7.73 | 255 | 0.122 | 0.138 | 1
2025-09-08 06:00 | 9 | 6 | 6.12 | 6.4 | 6.61 | 6.78 | 6.92 | 7.1 | 250 | 0.094 | 0.112 | 1
2025-09-08 07:00 | 9 | 7 | 4.65 | 4.89 | 5.07 | 5.21 | 5.33 | 5.48 | 246 | 0.112 | 0.124 | 1
2025-09-08 08:00 | 9 | 8 | 5.29 | 5.55 | 5.74 | 5.89 | 6.02 | 6.17 | 264 | 0.137 | 0.117 | 1
2025-09-08 09:00 | 9 | 9 | 5.76 | 6 | 6.18 | 6.32 | 6.44 | 6.58 | 246 | 0.118 | 0.102 | 1
2025-09-08 10:00 | 9 | 10 | 5.5 | 5.69 | 5.83 | 5.94 | 6.03 | 6.14 | 257 | 0.124 | 0.084 | 1
2025-09-08 11:00 | 9 | 11 | 7.11 | 7.39 | 7.59 | 7.75 | 7.89 | 8.05 | 265 | 0.091 | 0.094 | 1
2025-09-08 12:00 | 9 | 12 | 6.37 | 6.64 | 6.84 | 6.99 | 7.12 | 7.28 | 257 | 0.122 | 0.101 | 1
2025-09-08 13:00 | 9 | 13 | 5.59 | 5.8 | 5.94 | 6.06 | 6.16 | 6.28 | 257 | 0.129 | 0.088 | 1
2025-09-08 14:00 | 9 | 14 | 7.04 | 7.27 | 7.44 | 7.57 | 7.69 | 7.82 | 240 | 0.109 | 0.08 | 1
2025-09-08 15:00 | 9 | 15 | 7.93 | 8.25 | 8.49 | 8.68 | 8.83 | 9.03 | 250 | 0.101 | 0.098 | 1
2025-09-08 16:00 | 9 | 16 | 7.19 | 7.48 | 7.69 | 7.86 | 8 | 8.17 | 257 | 0.133 | 0.097 | 1
2025-09-08 17:00 | 9 | 17 | 7.22 | 7.52 | 7.73 | 7.9 | 8.05 | 8.22 | 263 | 0.124 | 0.098 | 1
2025-09-08 18:00 | 9 | 18 | 6.17 | 6.38 | 6.54 | 6.66 | 6.76 | 6.89 | 265 | 0.096 | 0.083 | 1
2025-09-08 19:00 | 9 | 19 | 6.29 | 6.48 | 6.61 | 6.72 | 6.81 | 6.92 | 269 | 0.084 | 0.072 | 1
2025-09-08 20:00 | 9 | 20 | 7.55 | 7.81 | 8.01 | 8.16 | 8.29 | 8.45 | 273 | 0.09 | 0.085 | 1
2025-09-08 21:00 | 9 | 21 | 8.23 | 8.54 | 8.76 | 8.94 | 9.09 | 9.27 | 257 | 0.104 | 0.09 | 1
2025-09-08 22:00 | 9 | 22 | 6.86 | 7.1 | 7.27 | 7.41 | 7.52 | 7.66 | 255 | 0.098 | 0.084 | 1
2025-09-08 23:00 | 9 | 23 | 6.72 | 6.92 | 7.06 | 7.18 | 7.27 | 7.39 | 266 | 0.097 | 0.072 | 1
2025-09-09 00:00 | 9 | 0 | 6.12 | 6.33 | 6.48 | 6.6 | 6.7 | 6.83 | 268 | 0.1 | 0.083 | 1
2025-09-09 01:00 | 9 | 1 | 4.98 | 5.21 | 5.38 | 5.52 | 5.63 | 5.77 | 285 | 0.137 | 0.112 | 1
2025-09-09 02:00 | 9 | 2 | 4.65 | 4.85 | 4.99 | 5.1 | 5.2 | 5.32 | 277 | 0.126 | 0.101 | 1
2025-09-09 03:00 | 9 | 3 | 4.06 | 4.23 | 4.36 | 4.46 | 4.55 | 4.66 | 276 | 0.148 | 0.104 | 1
2025-09-09 04:00 | 9 | 4 | 3.27 | 3.41 | 3.5 | 3.58 | 3.65 | 3.73 | 292 | 0.162 | 0.098 | 1
2025-09-09 05:00 | 9 | 5 | 4.15 | 4.32 | 4.44 | 4.53 | 4.61 | 4.71 | 288 | 0.129 | 0.095 | 1
2025-09-09 06:00 | 9 | 6 | 3.39 | 3.5 | 3.58 | 3.65 | 3.7 | 3.77 | 288 | 0.166 | 0.08 | 1
2025-09-09 07:00 | 9 | 7 | 4.87 | 5.05 | 5.17 | 5.27 | 5.36 | 5.46 | 291 | 0.157 | 0.087 | 1
2025-09-09 08:00 | 9 | 8 | 6.35 | 6.59 | 6.76 | 6.91 | 7.02 | 7.17 | 299 | 0.09 | 0.092 | 1
2025-09-09 09:00 | 9 | 9 | 6.87 | 7.11 | 7.28 | 7.42 | 7.53 | 7.67 | 302 | 0.088 | 0.084 | 1
2025-09-09 10:00 | 9 | 10 | 6.62 | 6.82 | 6.97 | 7.09 | 7.19 | 7.31 | 318 | 0.106 | 0.076 | 1
2025-09-09 11:00 | 9 | 11 | 4.53 | 4.66 | 4.75 | 4.82 | 4.88 | 4.95 | 312 | 0.136 | 0.067 | 1
2025-09-09 12:00 | 9 | 12 | 4.92 | 5.05 | 5.14 | 5.22 | 5.28 | 5.36 | 306 | 0.147 | 0.065 | 1
2025-09-09 13:00 | 9 | 13 | 4.57 | 4.71 | 4.81 | 4.89 | 4.96 | 5.05 | 313 | 0.117 | 0.076 | 1
2025-09-09 14:00 | 9 | 14 | 3.01 | 3.1 | 3.17 | 3.23 | 3.28 | 3.33 | 310 | 0.163 | 0.078 | 1
2025-09-09 15:00 | 9 | 15 | 3.48 | 3.58 | 3.65 | 3.71 | 3.76 | 3.81 | 302 | 0.119 | 0.069 | 1
2025-09-09 16:00 | 9 | 16 | 3.29 | 3.38 | 3.44 | 3.49 | 3.54 | 3.59 | 295 | 0.187 | 0.064 | 1
2025-09-09 17:00 | 9 | 17 | 4.31 | 4.4 | 4.46 | 4.51 | 4.55 | 4.61 | 300 | 0.128 | 0.05 | 1
2025-09-09 18:00 | 9 | 18 | 4.01 | 4.11 | 4.18 | 4.23 | 4.28 | 4.33 | 308 | 0.144 | 0.058 | 1
2025-09-09 19:00 | 9 | 19 | 3.57 | 3.64 | 3.7 | 3.74 | 3.77 | 3.82 | 318 | 0.152 | 0.05 | 1
2025-09-09 20:00 | 9 | 20 | 4.15 | 4.23 | 4.3 | 4.35 | 4.39 | 4.44 | 316 | 0.136 | 0.053 | 1
2025-09-09 21:00 | 9 | 21 | 5.77 | 5.9 | 5.99 | 6.06 | 6.12 | 6.19 | 303 | 0.149 | 0.053 | 1
2025-09-09 22:00 | 9 | 22 | 4.98 | 5.11 | 5.21 | 5.28 | 5.35 | 5.42 | 293 | 0.128 | 0.065 | 1
2025-09-09 23:00 | 9 | 23 | 5.58 | 5.74 | 5.85 | 5.95 | 6.02 | 6.12 | 291 | 0.12 | 0.07 | 1
2025-09-10 00:00 | 9 | 0 | 5.42 | 5.58 | 5.71 | 5.81 | 5.89 | 5.99 | 284 | 0.114 | 0.076 | 1
2025-09-10 01:00 | 9 | 1 | 5.63 | 5.81 | 5.94 | 6.04 | 6.13 | 6.24 | 286 | 0.12 | 0.078 | 1
2025-09-10 02:00 | 9 | 2 | 6.04 | 6.22 | 6.35 | 6.45 | 6.53 | 6.64 | 275 | 0.128 | 0.071 | 1
2025-09-10 03:00 | 9 | 3 | 7.14 | 7.37 | 7.55 | 7.68 | 7.8 | 7.94 | 275 | 0.108 | 0.081 | 1
2025-09-10 04:00 | 9 | 4 | 8.29 | 8.55 | 8.74 | 8.89 | 9.02 | 9.17 | 278 | 0.098 | 0.076 | 1
2025-09-10 05:00 | 9 | 5 | 7.56 | 7.83 | 8.04 | 8.2 | 8.33 | 8.5 | 286 | 0.093 | 0.089 | 1
2025-09-10 06:00 | 9 | 6 | 7.92 | 8.24 | 8.46 | 8.65 | 8.8 | 8.99 | 275 | 0.099 | 0.095 | 1
2025-09-10 07:00 | 9 | 7 | 7.12 | 7.4 | 7.6 | 7.76 | 7.89 | 8.06 | 285 | 0.126 | 0.093 | 1
2025-09-10 08:00 | 9 | 8 | 6.78 | 7.06 | 7.26 | 7.43 | 7.56 | 7.73 | 280 | 0.112 | 0.1 | 1
2025-09-10 09:00 | 9 | 9 | 7.18 | 7.43 | 7.61 | 7.75 | 7.87 | 8.02 | 283 | 0.122 | 0.084 | 1
2025-09-10 10:00 | 9 | 10 | 7.95 | 8.27 | 8.49 | 8.67 | 8.83 | 9.01 | 281 | 0.11 | 0.095 | 1
2025-09-10 11:00 | 9 | 11 | 9.93 | 10.25 | 10.48 | 10.66 | 10.82 | 11.01 | 292 | 0.092 | 0.078 | 1
2025-09-10 12:00 | 9 | 12 | 10.74 | 11.1 | 11.36 | 11.56 | 11.73 | 11.94 | 281 | 0.102 | 0.08 | 1
2025-09-10 13:00 | 9 | 13 | 9.88 | 10.27 | 10.56 | 10.78 | 10.97 | 11.21 | 290 | 0.112 | 0.096 | 1
2025-09-10 14:00 | 9 | 14 | 9.02 | 9.36 | 9.61 | 9.81 | 9.98 | 10.19 | 297 | 0.117 | 0.093 | 1
2025-09-10 15:00 | 9 | 15 | 9.78 | 10.21 | 10.52 | 10.77 | 10.98 | 11.25 | 279 | 0.073 | 0.106 | 1
2025-09-10 16:00 | 9 | 16 | 10.74 | 11.16 | 11.48 | 11.73 | 11.93 | 12.19 | 283 | 0.101 | 0.096 | 1
2025-09-10 17:00 | 9 | 17 | 8.93 | 9.26 | 9.51 | 9.7 | 9.86 | 10.07 | 280 | 0.127 | 0.091 | 1
2025-09-10 18:00 | 9 | 18 | 8.44 | 8.83 | 9.11 | 9.34 | 9.53 | 9.76 | 271 | 0.118 | 0.11 | 1
2025-09-10 19:00 | 9 | 19 | 9.58 | 10.02 | 10.34 | 10.6 | 10.81 | 11.08 | 281 | 0.101 | 0.11 | 1
2025-09-10 20:00 | 9 | 20 | 8.6 | 9.04 | 9.36 | 9.62 | 9.83 | 10.1 | 282 | 0.088 | 0.122 | 1
2025-09-10 21:00 | 9 | 21 | 9.74 | 10.28 | 10.68 | 11 | 11.27 | 11.61 | 293 | 0.094 | 0.133 | 1
2025-09-10 22:00 | 9 | 22 | 9.91 | 10.4 | 10.76 | 11.05 | 11.29 | 11.6 | 279 | 0.092 | 0.119 | 1
2025-09-10 23:00 | 9 | 23 | 10.55 | 11.05 | 11.42 | 11.72 | 11.97 | 12.29 | 280 | 0.101 | 0.115 | 1
2025-09-11 00:00 | 9 | 0 | 10.1 | 10.55 | 10.88 | 11.14 | 11.35 | 11.63 | 294 | 0.113 | 0.106 | 1
2025-09-11 01:00 | 9 | 1 | 9.82 | 10.32 | 10.69 | 10.98 | 11.23 | 11.54 | 301 | 0.114 | 0.122 | 1
2025-09-11 02:00 | 9 | 2 | 10.34 | 10.87 | 11.26 | 11.57 | 11.84 | 12.16 | 290 | 0.104 | 0.123 | 1
2025-09-11 03:00 | 9 | 3 | 12.49 | 13.09 | 13.53 | 13.89 | 14.19 | 14.56 | 286 | 0.065 | 0.116 | 1
2025-09-11 04:00 | 9 | 4 | 11.75 | 12.38 | 12.84 | 13.21 | 13.52 | 13.92 | 288 | 0.094 | 0.128 | 1
2025-09-11 05:00 | 9 | 5 | 13.32 | 13.99 | 14.49 | 14.89 | 15.22 | 15.64 | 280 | 0.103 | 0.121 | 1
2025-09-11 06:00 | 9 | 6 | 13.82 | 14.42 | 14.85 | 15.2 | 15.49 | 15.85 | 278 | 0.086 | 0.103 | 1
2025-09-11 07:00 | 9 | 7 | 13.5 | 13.98 | 14.33 | 14.6 | 14.83 | 15.12 | 290 | 0.08 | 0.086 | 1
2025-09-11 08:00 | 9 | 8 | 12.01 | 12.48 | 12.83 | 13.1 | 13.33 | 13.61 | 296 | 0.063 | 0.094 | 1
2025-09-11 09:00 | 9 | 9 | 12.72 | 13.21 | 13.57 | 13.85 | 14.09 | 14.38 | 308 | 0.108 | 0.093 | 1
2025-09-11 10:00 | 9 | 10 | 13.2 | 13.69 | 14.05 | 14.34 | 14.57 | 14.87 | 323 | 0.112 | 0.09 | 1
2025-09-11 11:00 | 9 | 11 | 11.61 | 12.02 | 12.32 | 12.56 | 12.76 | 13 | 328 | 0.067 | 0.086 | 1
2025-09-11 12:00 | 9 | 12 | 10.71 | 11.16 | 11.48 | 11.74 | 11.96 | 12.23 | 318 | 0.108 | 0.101 | 1
2025-09-11 13:00 | 9 | 13 | 9.47 | 9.81 | 10.05 | 10.25 | 10.41 | 10.62 | 314 | 0.101 | 0.087 | 1
2025-09-11 14:00 | 9 | 14 | 9.35 | 9.73 | 10.01 | 10.22 | 10.41 | 10.64 | 315 | 0.139 | 0.097 | 1
2025-09-11 15:00 | 9 | 15 | 9.12 | 9.47 | 9.72 | 9.93 | 10.1 | 10.31 | 319 | 0.09 | 0.093 | 1
2025-09-11 16:00 | 9 | 16 | 10.2 | 10.56 | 10.83 | 11.05 | 11.22 | 11.45 | 319 | 0.098 | 0.087 | 1
2025-09-11 17:00 | 9 | 17 | 8.59 | 8.93 | 9.18 | 9.38 | 9.55 | 9.75 | 316 | 0.091 | 0.096 | 1
2025-09-11 18:00 | 9 | 18 | 7.48 | 7.75 | 7.94 | 8.1 | 8.23 | 8.39 | 304 | 0.111 | 0.087 | 1
2025-09-11 19:00 | 9 | 19 | 5.41 | 5.6 | 5.74 | 5.85 | 5.94 | 6.06 | 300 | 0.114 | 0.085 | 1
2025-09-11 20:00 | 9 | 20 | 5.51 | 5.76 | 5.95 | 6.1 | 6.23 | 6.38 | 301 | 0.119 | 0.112 | 1
2025-09-11 21:00 | 9 | 21 | 3.35 | 3.51 | 3.63 | 3.72 | 3.8 | 3.9 | 287 | 0.162 | 0.115 | 1
2025-09-11 22:00 | 9 | 22 | 3.68 | 3.84 | 3.97 | 4.07 | 4.15 | 4.25 | 310 | 0.139 | 0.11 | 1
2025-09-11 23:00 | 9 | 23 | 2.54 | 2.66 | 2.75 | 2.82 | 2.87 | 2.94 | 307 | 0.195 | 0.11 | 1
2025-09-12 00:00 | 9 | 0 | 1.22 | 1.28 | 1.32 | 1.36 | 1.39 | 1.42 | 305 | 0.269 | 0.117 | 1
2025-09-12 01:00 | 9 | 1 | 2.83 | 2.94 | 3.02 | 3.08 | 3.13 | 3.2 | 295 | 0.12 | 0.093 | 1
2025-09-12 02:00 | 9 | 2 | 2.23 | 2.31 | 2.37 | 2.41 | 2.45 | 2.5 | 293 | 0.201 | 0.088 | 1
2025-09-12 03:00 | 9 | 3 | 2.31 | 2.39 | 2.44 | 2.49 | 2.52 | 2.57 | 292 | 0.157 | 0.081 | 1
2025-09-12 04:00 | 9 | 4 | 1.67 | 1.72 | 1.76 | 1.79 | 1.82 | 1.85 | 297 | 0.217 | 0.076 | 1
2025-09-12 05:00 | 9 | 5 | 1.13 | 1.18 | 1.21 | 1.23 | 1.25 | 1.27 | 301 | 0.296 | 0.088 | 1
2025-09-12 06:00 | 9 | 6 | 1.43 | 1.48 | 1.51 | 1.54 | 1.56 | 1.59 | 300 | 0.227 | 0.081 | 1
2025-09-12 07:00 | 9 | 7 | 1.4 | 1.44 | 1.48 | 1.5 | 1.52 | 1.55 | 297 | 0.26 | 0.075 | 1
2025-09-12 08:00 | 9 | 8 | 1.24 | 1.27 | 1.3 | 1.32 | 1.33 | 1.35 | 298 | 0.254 | 0.067 | 1
2025-09-12 09:00 | 9 | 9 | 1.47 | 1.51 | 1.54 | 1.57 | 1.59 | 1.61 | 307 | 0.243 | 0.071 | 1
2025-09-12 10:00 | 9 | 10 | 1.53 | 1.57 | 1.6 | 1.62 | 1.64 | 1.67 | 301 | 0.236 | 0.064 | 1
2025-09-12 11:00 | 9 | 11 | 1.97 | 2.01 | 2.05 | 2.07 | 2.09 | 2.12 | 313 | 0.182 | 0.054 | 1
2025-09-12 12:00 | 9 | 12 | 3.38 | 3.45 | 3.5 | 3.53 | 3.56 | 3.6 | 295 | 0.145 | 0.047 | 1
2025-09-12 13:00 | 9 | 13 | 1.8 | 1.84 | 1.88 | 1.9 | 1.93 | 1.95 | 297 | 0.228 | 0.063 | 1
2025-09-12 14:00 | 9 | 14 | 1.75 | 1.8 | 1.83 | 1.85 | 1.87 | 1.9 | 294 | 0.204 | 0.059 | 1
2025-09-12 15:00 | 9 | 15 | 2.16 | 2.22 | 2.27 | 2.3 | 2.33 | 2.37 | 281 | 0.166 | 0.072 | 1
2025-09-12 16:00 | 9 | 16 | 1.57 | 1.62 | 1.66 | 1.69 | 1.72 | 1.75 | 286 | 0.24 | 0.08 | 1
2025-09-12 17:00 | 9 | 17 | 1.73 | 1.78 | 1.82 | 1.85 | 1.88 | 1.91 | 293 | 0.23 | 0.074 | 1
2025-09-12 18:00 | 9 | 18 | 1.26 | 1.3 | 1.33 | 1.36 | 1.38 | 1.41 | 289 | 0.261 | 0.084 | 1
2025-09-12 19:00 | 9 | 19 | 2.53 | 2.61 | 2.67 | 2.71 | 2.75 | 2.8 | 290 | 0.167 | 0.076 | 1
2025-09-12 20:00 | 9 | 20 | 3.12 | 3.23 | 3.32 | 3.38 | 3.44 | 3.51 | 289 | 0.119 | 0.089 | 1
2025-09-12 21:00 | 9 | 21 | 3.08 | 3.2 | 3.3 | 3.37 | 3.43 | 3.5 | 295 | 0.14 | 0.098 | 1
2025-09-12 22:00 | 9 | 22 | 3.69 | 3.85 | 3.96 | 4.05 | 4.13 | 4.22 | 288 | 0.112 | 0.102 | 1
2025-09-12 23:00 | 9 | 23 | 2.55 | 2.67 | 2.76 | 2.83 | 2.89 | 2.97 | 287 | 0.135 | 0.115 | 1
2025-09-13 00:00 | 9 | 0 | 3.82 | 4.04 | 4.21 | 4.34 | 4.45 | 4.59 | 282 | 0.134 | 0.139 | 1
2025-09-13 01:00 | 9 | 1 | 4.02 | 4.29 | 4.49 | 4.65 | 4.79 | 4.96 | 286 | 0.146 | 0.159 | 1
2025-09-13 02:00 | 9 | 2 | 4.09 | 4.39 | 4.61 | 4.8 | 4.95 | 5.15 | 288 | 0.143 | 0.174 | 1
2025-09-13 03:00 | 9 | 3 | 4.74 | 5.1 | 5.36 | 5.58 | 5.76 | 5.99 | 287 | 0.114 | 0.176 | 1
2025-09-13 04:00 | 9 | 4 | 6.66 | 7.17 | 7.55 | 7.85 | 8.12 | 8.45 | 292 | 0.094 | 0.18 | 1
2025-09-13 05:00 | 9 | 5 | 6.44 | 6.9 | 7.25 | 7.53 | 7.77 | 8.07 | 304 | 0.104 | 0.171 | 0
2025-09-13 06:00 | 9 | 6 | 7.64 | 8.13 | 8.5 | 8.8 | 9.05 | 9.36 | 311 | 0.071 | 0.154 | 1
2025-09-13 07:00 | 9 | 7 | 5.76 | 6.13 | 6.4 | 6.62 | 6.81 | 7.04 | 325 | 0.101 | 0.151 | 1
2025-09-13 08:00 | 9 | 8 | 7.77 | 8.22 | 8.56 | 8.83 | 9.06 | 9.35 | 315 | 0.09 | 0.14 | 1
2025-09-13 09:00 | 9 | 9 | 9.41 | 9.97 | 10.4 | 10.74 | 11.02 | 11.38 | 319 | 0.107 | 0.144 | 1
2025-09-13 10:00 | 9 | 10 | 8.14 | 8.59 | 8.93 | 9.2 | 9.42 | 9.7 | 321 | 0.11 | 0.132 | 1
2025-09-13 11:00 | 9 | 11 | 10.54 | 11.03 | 11.4 | 11.69 | 11.93 | 12.23 | 315 | 0.085 | 0.113 | 1
2025-09-13 12:00 | 9 | 12 | 12.32 | 12.75 | 13.06 | 13.31 | 13.52 | 13.77 | 323 | 0.123 | 0.085 | 1
2025-09-13 13:00 | 9 | 13 | 10.7 | 11.13 | 11.44 | 11.69 | 11.89 | 12.15 | 334 | 0.089 | 0.096 | 1
2025-09-13 14:00 | 9 | 14 | 9.37 | 9.74 | 10.01 | 10.23 | 10.41 | 10.63 | 322 | 0.103 | 0.095 | 1
2025-09-13 15:00 | 9 | 15 | 10.18 | 10.62 | 10.95 | 11.21 | 11.42 | 11.69 | 328 | 0.105 | 0.105 | 1
2025-09-13 16:00 | 9 | 16 | 8.81 | 9.22 | 9.52 | 9.76 | 9.96 | 10.21 | 319 | 0.111 | 0.111 | 1
2025-09-13 17:00 | 9 | 17 | 9.48 | 9.95 | 10.29 | 10.57 | 10.8 | 11.09 | 324 | 0.082 | 0.118 | 1
2025-09-13 18:00 | 9 | 18 | 8.21 | 8.62 | 8.93 | 9.17 | 9.38 | 9.64 | 314 | 0.128 | 0.121 | 1
2025-09-13 19:00 | 9 | 19 | 8.16 | 8.55 | 8.84 | 9.07 | 9.26 | 9.5 | 315 | 0.104 | 0.115 | 1
2025-09-13 20:00 | 9 | 20 | 8.95 | 9.38 | 9.69 | 9.94 | 10.15 | 10.42 | 306 | 0.11 | 0.115 | 1
2025-09-13 21:00 | 9 | 21 | 7.45 | 7.84 | 8.13 | 8.37 | 8.56 | 8.81 | 302 | 0.107 | 0.127 | 1
2025-09-13 22:00 | 9 | 22 | 8.09 | 8.54 | 8.87 | 9.14 | 9.37 | 9.65 | 304 | 0.124 | 0.134 | 1
2025-09-13 23:00 | 9 | 23 | 7.24 | 7.69 | 8.02 | 8.29 | 8.52 | 8.81 | 294 | 0.107 | 0.148 | 1
2025-09-14 00:00 | 9 | 0 | 8.75 | 9.28 | 9.68 | 10 | 10.27 | 10.61 | 298 | 0.086 | 0.145 | 1
2025-09-14 01:00 | 9 | 1 | 10.08 | 10.71 | 11.19 | 11.57 | 11.89 | 12.3 | 298 | 0.086 | 0.151 | 1
2025-09-14 02:00 | 9 | 2 | 10.19 | 10.76 | 11.18 | 11.52 | 11.8 | 12.16 | 295 | 0.109 | 0.133 | 1
2025-09-14 03:00 | 9 | 3 | 10.46 | 11 | 11.4 | 11.72 | 11.99 | 12.32 | 291 | 0.09 | 0.124 | 1
2025-09-14 04:00 | 9 | 4 | 11.65 | 12.28 | 12.74 | 13.12 | 13.43 | 13.83 | 280 | 0.098 | 0.13 | 1
2025-09-14 05:00 | 9 | 5 | 10.12 | 10.7 | 11.14 | 11.49 | 11.78 | 12.15 | 285 | 0.093 | 0.139 | 1
2025-09-14 06:00 | 9 | 6 | 8.7 | 9.15 | 9.47 | 9.73 | 9.95 | 10.23 | 276 | 0.108 | 0.122 | 1
2025-09-14 07:00 | 9 | 7 | 8.68 | 9.13 | 9.47 | 9.74 | 9.96 | 10.25 | 283 | 0.09 | 0.126 | 1
2025-09-14 08:00 | 9 | 8 | 7.34 | 7.7 | 7.96 | 8.18 | 8.36 | 8.58 | 286 | 0.126 | 0.119 | 1
2025-09-14 09:00 | 9 | 9 | 8.01 | 8.45 | 8.78 | 9.05 | 9.27 | 9.55 | 287 | 0.122 | 0.133 | 1
2025-09-14 10:00 | 9 | 10 | 6.85 | 7.23 | 7.51 | 7.74 | 7.93 | 8.17 | 314 | 0.124 | 0.133 | 1
2025-09-14 11:00 | 9 | 11 | 5.75 | 6.05 | 6.28 | 6.46 | 6.61 | 6.81 | 307 | 0.133 | 0.128 | 1
2025-09-14 12:00 | 9 | 12 | 5.12 | 5.39 | 5.59 | 5.75 | 5.88 | 6.05 | 304 | 0.113 | 0.126 | 1
2025-09-14 13:00 | 9 | 13 | 6.24 | 6.57 | 6.81 | 7.01 | 7.17 | 7.37 | 296 | 0.124 | 0.126 | 1
2025-09-14 14:00 | 9 | 14 | 4.99 | 5.26 | 5.47 | 5.64 | 5.78 | 5.95 | 281 | 0.123 | 0.134 | 1
2025-09-14 15:00 | 9 | 15 | 4.77 | 5.03 | 5.21 | 5.37 | 5.49 | 5.65 | 275 | 0.117 | 0.128 | 1
2025-09-14 16:00 | 9 | 16 | 3.59 | 3.79 | 3.93 | 4.05 | 4.15 | 4.27 | 285 | 0.123 | 0.132 | 1
2025-09-14 17:00 | 9 | 17 | 3.65 | 3.84 | 3.99 | 4.1 | 4.2 | 4.32 | 286 | 0.136 | 0.127 | 1
2025-09-14 18:00 | 9 | 18 | 3.54 | 3.7 | 3.82 | 3.92 | 4 | 4.11 | 298 | 0.152 | 0.113 | 1
2025-09-14 19:00 | 9 | 19 | 4.21 | 4.41 | 4.56 | 4.68 | 4.77 | 4.9 | 288 | 0.116 | 0.114 | 1
2025-09-14 20:00 | 9 | 20 | 2.4 | 2.53 | 2.64 | 2.72 | 2.79 | 2.88 | 278 | 0.191 | 0.138 | 1
2025-09-14 21:00 | 9 | 21 | 2.77 | 2.94 | 3.07 | 3.17 | 3.26 | 3.37 | 282 | 0.138 | 0.149 | 1
2025-09-14 22:00 | 9 | 22 | 2.67 | 2.83 | 2.96 | 3.05 | 3.14 | 3.24 | 282 | 0.182 | 0.148 | 1
2025-09-14 23:00 | 9 | 23 | 2.92 | 3.08 | 3.2 | 3.29 | 3.37 | 3.47 | 294 | 0.153 | 0.132 | 1
2025-09-15 00:00 | 9 | 0 | 3.82 | 4 | 4.13 | 4.23 | 4.32 | 4.43 | 299 | 0.137 | 0.111 | 1
2025-09-15 01:00 | 9 | 1 | 3.43 | 3.6 | 3.73 | 3.84 | 3.92 | 4.03 | 295 | 0.159 | 0.122 | 1
2025-09-15 02:00 | 9 | 2 | 3.1 | 3.25 | 3.35 | 3.43 | 3.5 | 3.59 | 290 | 0.161 | 0.109 | 1
2025-09-15 03:00 | 9 | 3 | 2.35 | 2.45 | 2.52 | 2.58 | 2.63 | 2.69 | 288 | 0.191 | 0.104 | 1
2025-09-15 04:00 | 9 | 4 | 1.97 | 2.05 | 2.1 | 2.15 | 2.19 | 2.24 | 301 | 0.201 | 0.098 | 1
2025-09-15 05:00 | 9 | 5 | 2.18 | 2.26 | 2.32 | 2.37 | 2.41 | 2.46 | 307 | 0.165 | 0.093 | 1
2025-09-15 06:00 | 9 | 6 | 2.9 | 2.99 | 3.05 | 3.1 | 3.15 | 3.2 | 305 | 0.172 | 0.075 | 1
2025-09-15 07:00 | 9 | 7 | 2.87 | 2.96 | 3.02 | 3.07 | 3.11 | 3.16 | 312 | 0.141 | 0.073 | 1
2025-09-15 08:00 | 9 | 8 | 3.02 | 3.12 | 3.2 | 3.26 | 3.3 | 3.36 | 316 | 0.166 | 0.081 | 1
2025-09-15 09:00 | 9 | 9 | 2.2 | 2.27 | 2.31 | 2.35 | 2.38 | 2.42 | 320 | 0.204 | 0.073 | 1
2025-09-15 10:00 | 9 | 10 | 3.32 | 3.4 | 3.46 | 3.51 | 3.55 | 3.59 | 311 | 0.136 | 0.06 | 1
2025-09-15 11:00 | 9 | 11 | 4.54 | 4.68 | 4.78 | 4.86 | 4.93 | 5.01 | 297 | 0.118 | 0.074 | 1
2025-09-15 12:00 | 9 | 12 | 4.44 | 4.55 | 4.63 | 4.69 | 4.74 | 4.8 | 302 | 0.159 | 0.06 | 1
2025-09-15 13:00 | 9 | 13 | 6.35 | 6.46 | 6.55 | 6.61 | 6.67 | 6.73 | 295 | 0.11 | 0.045 | 1
2025-09-15 14:00 | 9 | 14 | 6.37 | 6.53 | 6.64 | 6.73 | 6.81 | 6.9 | 302 | 0.115 | 0.06 | 1
2025-09-15 15:00 | 9 | 15 | 6.61 | 6.82 | 6.98 | 7.1 | 7.2 | 7.32 | 306 | 0.096 | 0.077 | 1
2025-09-15 16:00 | 9 | 16 | 6.84 | 7.1 | 7.3 | 7.45 | 7.57 | 7.73 | 300 | 0.132 | 0.092 | 1
2025-09-15 17:00 | 9 | 17 | 6.9 | 7.17 | 7.37 | 7.52 | 7.65 | 7.81 | 292 | 0.1 | 0.094 | 1
2025-09-15 18:00 | 9 | 18 | 6 | 6.22 | 6.39 | 6.53 | 6.64 | 6.78 | 295 | 0.129 | 0.093 | 1
2025-09-15 19:00 | 9 | 19 | 6.89 | 7.16 | 7.37 | 7.53 | 7.67 | 7.84 | 287 | 0.109 | 0.098 | 1
2025-09-15 20:00 | 9 | 20 | 5.78 | 6.06 | 6.26 | 6.43 | 6.57 | 6.74 | 277 | 0.119 | 0.116 | 1
2025-09-15 21:00 | 9 | 21 | 6.4 | 6.68 | 6.88 | 7.05 | 7.19 | 7.36 | 280 | 0.126 | 0.105 | 1
2025-09-15 22:00 | 9 | 22 | 6.03 | 6.33 | 6.55 | 6.73 | 6.87 | 7.06 | 284 | 0.118 | 0.12 | 1
2025-09-15 23:00 | 9 | 23 | 5.63 | 5.96 | 6.21 | 6.4 | 6.57 | 6.77 | 275 | 0.117 | 0.139 | 1
2025-09-16 00:00 | 9 | 0 | 6.2 | 6.58 | 6.87 | 7.1 | 7.29 | 7.53 | 265 | 0.095 | 0.148 | 1
2025-09-16 01:00 | 9 | 1 | 7.21 | 7.57 | 7.84 | 8.05 | 8.23 | 8.45 | 270 | 0.106 | 0.121 | 1
2025-09-16 02:00 | 9 | 2 | 10.62 | 11.11 | 11.47 | 11.75 | 11.99 | 12.29 | 271 | 0.081 | 0.11 | 1
2025-09-16 03:00 | 9 | 3 | 9.08 | 9.51 | 9.82 | 10.07 | 10.28 | 10.55 | 279 | 0.118 | 0.113 | 1
2025-09-16 04:00 | 9 | 4 | 8.62 | 9.05 | 9.37 | 9.63 | 9.84 | 10.11 | 273 | 0.089 | 0.12 | 1
2025-09-16 05:00 | 9 | 5 | 9.62 | 10.06 | 10.38 | 10.63 | 10.84 | 11.11 | 275 | 0.13 | 0.109 | 1
2025-09-16 06:00 | 9 | 6 | 9.99 | 10.37 | 10.64 | 10.86 | 11.04 | 11.27 | 285 | 0.098 | 0.091 | 1
2025-09-16 07:00 | 9 | 7 | 10.27 | 10.74 | 11.09 | 11.37 | 11.6 | 11.89 | 291 | 0.117 | 0.111 | 1
2025-09-16 08:00 | 9 | 8 | 11.82 | 12.33 | 12.7 | 13 | 13.25 | 13.56 | 313 | 0.085 | 0.104 | 1
2025-09-16 09:00 | 9 | 9 | 11.93 | 12.5 | 12.92 | 13.26 | 13.54 | 13.89 | 315 | 0.097 | 0.115 | 1
2025-09-16 10:00 | 9 | 10 | 10.65 | 11.04 | 11.33 | 11.56 | 11.75 | 11.98 | 305 | 0.126 | 0.089 | 1
2025-09-16 11:00 | 9 | 11 | 12.13 | 12.52 | 12.81 | 13.03 | 13.22 | 13.45 | 302 | 0.095 | 0.079 | 1
2025-09-16 12:00 | 9 | 12 | 11.26 | 11.6 | 11.85 | 12.04 | 12.21 | 12.41 | 307 | 0.104 | 0.073 | 1
2025-09-16 13:00 | 9 | 13 | 12.13 | 12.55 | 12.86 | 13.1 | 13.31 | 13.56 | 304 | 0.075 | 0.084 | 1
2025-09-16 14:00 | 9 | 14 | 11.74 | 12.13 | 12.41 | 12.64 | 12.82 | 13.05 | 312 | 0.1 | 0.08 | 1
2025-09-16 15:00 | 9 | 15 | 11.84 | 12.26 | 12.56 | 12.8 | 13 | 13.25 | 315 | 0.097 | 0.085 | 1
2025-09-16 16:00 | 9 | 16 | 13.1 | 13.5 | 13.79 | 14.01 | 14.2 | 14.44 | 319 | 0.101 | 0.073 | 1
2025-09-16 17:00 | 9 | 17 | 11.25 | 11.59 | 11.85 | 12.05 | 12.21 | 12.42 | 319 | 0.111 | 0.075 | 1
2025-09-16 18:00 | 9 | 18 | 11.66 | 12.13 | 12.48 | 12.75 | 12.98 | 13.27 | 309 | 0.096 | 0.098 | 1
2025-09-16 19:00 | 9 | 19 | 10.45 | 10.92 | 11.26 | 11.53 | 11.76 | 12.05 | 318 | 0.075 | 0.108 | 1
2025-09-16 20:00 | 9 | 20 | 10.04 | 10.5 | 10.84 | 11.11 | 11.33 | 11.62 | 310 | 0.118 | 0.111 | 1
2025-09-16 21:00 | 9 | 21 | 7.85 | 8.23 | 8.51 | 8.73 | 8.92 | 9.15 | 304 | 0.118 | 0.116 | 1
2025-09-16 22:00 | 9 | 22 | 8.38 | 8.89 | 9.27 | 9.58 | 9.84 | 10.17 | 304 | 0.094 | 0.146 | 1
2025-09-16 23:00 | 9 | 23 | 6.66 | 7.06 | 7.35 | 7.59 | 7.79 | 8.04 | 306 | 0.093 | 0.142 | 1
2025-09-17 00:00 | 9 | 0 | 6.92 | 7.39 | 7.74 | 8.03 | 8.27 | 8.58 | 316 | 0.102 | 0.162 | 1
2025-09-17 01:00 | 9 | 1 | 7.68 | 8.18 | 8.55 | 8.85 | 9.11 | 9.43 | 307 | 0.101 | 0.155 | 1
2025-09-17 02:00 | 9 | 2 | 7.26 | 7.73 | 8.08 | 8.36 | 8.6 | 8.9 | 312 | 0.098 | 0.154 | 1
2025-09-17 03:00 | 9 | 3 | 8.61 | 9.19 | 9.63 | 9.98 | 10.27 | 10.65 | 303 | 0.088 | 0.161 | 1
2025-09-17 04:00 | 9 | 4 | 6.94 | 7.43 | 7.79 | 8.08 | 8.33 | 8.65 | 299 | 0.123 | 0.166 | 0
2025-09-17 05:00 | 9 | 5 | 6.78 | 7.26 | 7.62 | 7.92 | 8.17 | 8.48 | 296 | 0.09 | 0.169 | 1
2025-09-17 06:00 | 9 | 6 | 6.46 | 6.86 | 7.17 | 7.41 | 7.62 | 7.88 | 297 | 0.118 | 0.15 | 1
2025-09-17 07:00 | 9 | 7 | 6.01 | 6.33 | 6.57 | 6.77 | 6.93 | 7.13 | 315 | 0.122 | 0.13 | 1
2025-09-17 08:00 | 9 | 8 | 5.24 | 5.51 | 5.71 | 5.87 | 6 | 6.17 | 313 | 0.137 | 0.124 | 1
2025-09-17 09:00 | 9 | 9 | 6.35 | 6.68 | 6.92 | 7.11 | 7.28 | 7.48 | 300 | 0.132 | 0.125 | 1
2025-09-17 10:00 | 9 | 10 | 4.71 | 4.94 | 5.12 | 5.25 | 5.37 | 5.51 | 289 | 0.118 | 0.118 | 1
2025-09-17 11:00 | 9 | 11 | 4.43 | 4.62 | 4.76 | 4.87 | 4.96 | 5.08 | 286 | 0.143 | 0.103 | 1
2025-09-17 12:00 | 9 | 12 | 4.38 | 4.55 | 4.68 | 4.78 | 4.86 | 4.97 | 279 | 0.131 | 0.096 | 1
2025-09-17 13:00 | 9 | 13 | 4.64 | 4.83 | 4.96 | 5.07 | 5.15 | 5.26 | 280 | 0.139 | 0.095 | 1
2025-09-17 14:00 | 9 | 14 | 3.63 | 3.79 | 3.9 | 4 | 4.07 | 4.17 | 292 | 0.13 | 0.103 | 1
2025-09-17 15:00 | 9 | 15 | 3.14 | 3.28 | 3.38 | 3.47 | 3.54 | 3.62 | 284 | 0.127 | 0.109 | 1
2025-09-17 16:00 | 9 | 16 | 3.01 | 3.15 | 3.24 | 3.32 | 3.39 | 3.47 | 286 | 0.131 | 0.107 | 1
2025-09-17 17:00 | 9 | 17 | 3.3 | 3.46 | 3.59 | 3.68 | 3.77 | 3.87 | 284 | 0.113 | 0.121 | 1
2025-09-17 18:00 | 9 | 18 | 2.72 | 2.85 | 2.95 | 3.02 | 3.09 | 3.17 | 276 | 0.14 | 0.114 | 1
2025-09-17 19:00 | 9 | 19 | 2.45 | 2.55 | 2.62 | 2.68 | 2.72 | 2.78 | 278 | 0.156 | 0.098 | 1
2025-09-17 20:00 | 9 | 20 | 3.33 | 3.46 | 3.55 | 3.62 | 3.68 | 3.76 | 285 | 0.169 | 0.09 | 1
2025-09-17 21:00 | 9 | 21 | 3 | 3.11 | 3.19 | 3.25 | 3.3 | 3.36 | 286 | 0.139 | 0.086 | 1
2025-09-17 22:00 | 9 | 22 | 3.75 | 3.89 | 3.99 | 4.06 | 4.13 | 4.21 | 278 | 0.124 | 0.086 | 1
2025-09-17 23:00 | 9 | 23 | 4.9 | 5.08 | 5.21 | 5.32 | 5.41 | 5.52 | 279 | 0.14 | 0.091 | 1
2025-09-18 00:00 | 9 | 0 | 4.84 | 5.02 | 5.15 | 5.26 | 5.35 | 5.46 | 279 | 0.133 | 0.091 | 1
2025-09-18 01:00 | 9 | 1 | 4.22 | 4.36 | 4.46 | 4.54 | 4.61 | 4.69 | 269 | 0.144 | 0.08 | 1
2025-09-18 02:00 | 9 | 2 | 4.04 | 4.17 | 4.26 | 4.33 | 4.39 | 4.47 | 253 | 0.138 | 0.075 | 1
2025-09-18 03:00 | 9 | 3 | 2.49 | 2.57 | 2.63 | 2.68 | 2.72 | 2.77 | 254 | 0.182 | 0.081 | 1
2025-09-18 04:00 | 9 | 4 | 2.36 | 2.42 | 2.47 | 2.51 | 2.54 | 2.58 | 258 | 0.164 | 0.067 | 1
2025-09-18 05:00 | 9 | 5 | 2.03 | 2.09 | 2.13 | 2.16 | 2.19 | 2.22 | 263 | 0.19 | 0.07 | 1
2025-09-18 06:00 | 9 | 6 | 1.69 | 1.75 | 1.79 | 1.83 | 1.85 | 1.89 | 263 | 0.225 | 0.085 | 1
2025-09-18 07:00 | 9 | 7 | 1.47 | 1.52 | 1.55 | 1.58 | 1.6 | 1.62 | 277 | 0.22 | 0.073 | 1
2025-09-18 08:00 | 9 | 8 | 1.39 | 1.44 | 1.47 | 1.5 | 1.52 | 1.55 | 283 | 0.254 | 0.083 | 1
2025-09-18 09:00 | 9 | 9 | 1.34 | 1.39 | 1.42 | 1.45 | 1.47 | 1.5 | 269 | 0.236 | 0.082 | 1
2025-09-18 10:00 | 9 | 10 | 0.98 | 1 | 1.02 | 1.04 | 1.05 | 1.07 | 274 | 0.3 | 0.068 | 1
2025-09-18 11:00 | 9 | 11 | 0.88 | 0.91 | 0.93 | 0.95 | 0.96 | 0.98 | 272 | 0.3 | 0.075 | 1
2025-09-18 12:00 | 9 | 12 | 2.3 | 2.38 | 2.43 | 2.47 | 2.51 | 2.55 | 271 | 0.191 | 0.077 | 1
2025-09-18 13:00 | 9 | 13 | 2.03 | 2.08 | 2.12 | 2.15 | 2.17 | 2.2 | 270 | 0.204 | 0.063 | 1
2025-09-18 14:00 | 9 | 14 | 2.8 | 2.9 | 2.97 | 3.03 | 3.08 | 3.14 | 266 | 0.158 | 0.087 | 1
2025-09-18 15:00 | 9 | 15 | 1.48 | 1.54 | 1.58 | 1.61 | 1.64 | 1.68 | 268 | 0.259 | 0.098 | 1
2025-09-18 16:00 | 9 | 16 | 1.31 | 1.36 | 1.4 | 1.43 | 1.46 | 1.49 | 261 | 0.239 | 0.1 | 1
2025-09-18 17:00 | 9 | 17 | 1.54 | 1.6 | 1.65 | 1.68 | 1.72 | 1.76 | 269 | 0.22 | 0.101 | 1
2025-09-18 18:00 | 9 | 18 | 1.26 | 1.32 | 1.36 | 1.39 | 1.42 | 1.45 | 273 | 0.256 | 0.106 | 1
2025-09-18 19:00 | 9 | 19 | 1.04 | 1.08 | 1.1 | 1.13 | 1.15 | 1.17 | 281 | 0.288 | 0.091 | 1
2025-09-18 20:00 | 9 | 20 | 1.27 | 1.33 | 1.38 | 1.41 | 1.44 | 1.48 | 273 | 0.26 | 0.112 | 1
2025-09-18 21:00 | 9 | 21 | 2.42 | 2.54 | 2.62 | 2.69 | 2.75 | 2.82 | 279 | 0.138 | 0.117 | 1
2025-09-18 22:00 | 9 | 22 | 3.18 | 3.34 | 3.45 | 3.54 | 3.62 | 3.71 | 276 | 0.149 | 0.117 | 1
2025-09-18 23:00 | 9 | 23 | 2.7 | 2.84 | 2.94 | 3.02 | 3.09 | 3.17 | 282 | 0.148 | 0.122 | 1
2025-09-19 00:00 | 9 | 0 | 3.55 | 3.75 | 3.91 | 4.03 | 4.13 | 4.26 | 277 | 0.161 | 0.138 | 1
2025-09-19 01:00 | 9 | 1 | 3.79 | 4.02 | 4.19 | 4.33 | 4.44 | 4.59 | 279 | 0.128 | 0.145 | 1
2025-09-19 02:00 | 9 | 2 | 3.69 | 3.93 | 4.11 | 4.26 | 4.38 | 4.53 | 282 | 0.155 | 0.155 | 1
2025-09-19 03:00 | 9 | 3 | 4.94 | 5.23 | 5.44 | 5.61 | 5.76 | 5.94 | 292 | 0.14 | 0.139 | 1
2025-09-19 04:00 | 9 | 4 | 5.83 | 6.16 | 6.4 | 6.59 | 6.76 | 6.96 | 297 | 0.121 | 0.134 | 1
2025-09-19 05:00 | 9 | 5 | 6.51 | 6.84 | 7.09 | 7.28 | 7.45 | 7.66 | 281 | 0.136 | 0.123 | 1
2025-09-19 06:00 | 9 | 6 | 6.98 | 7.37 | 7.66 | 7.89 | 8.09 | 8.33 | 277 | 0.121 | 0.134 | 1
2025-09-19 07:00 | 9 | 7 | 7.73 | 8.16 | 8.48 | 8.73 | 8.95 | 9.22 | 282 | 0.106 | 0.133 | 1
2025-09-19 08:00 | 9 | 8 | 9.4 | 9.9 | 10.26 | 10.56 | 10.8 | 11.11 | 277 | 0.082 | 0.126 | 1
2025-09-19 09:00 | 9 | 9 | 10.17 | 10.76 | 11.2 | 11.56 | 11.86 | 12.24 | 288 | 0.116 | 0.14 | 1
2025-09-19 10:00 | 9 | 10 | 10.52 | 11.08 | 11.5 | 11.83 | 12.11 | 12.46 | 296 | 0.116 | 0.128 | 1
2025-09-19 11:00 | 9 | 11 | 9.33 | 9.73 | 10.03 | 10.27 | 10.46 | 10.71 | 285 | 0.1 | 0.105 | 1
2025-09-19 12:00 | 9 | 12 | 8.62 | 9.06 | 9.39 | 9.65 | 9.86 | 10.14 | 281 | 0.091 | 0.122 | 1
2025-09-19 13:00 | 9 | 13 | 7.91 | 8.27 | 8.53 | 8.75 | 8.92 | 9.15 | 276 | 0.105 | 0.11 | 1
2025-09-19 14:00 | 9 | 14 | 8.55 | 8.93 | 9.21 | 9.44 | 9.63 | 9.86 | 263 | 0.1 | 0.108 | 1
2025-09-19 15:00 | 9 | 15 | 7.32 | 7.66 | 7.92 | 8.12 | 8.29 | 8.51 | 261 | 0.103 | 0.114 | 1
2025-09-19 16:00 | 9 | 16 | 8.39 | 8.76 | 9.03 | 9.25 | 9.43 | 9.66 | 260 | 0.115 | 0.107 | 1
2025-09-19 17:00 | 9 | 17 | 8.75 | 9.17 | 9.48 | 9.73 | 9.94 | 10.2 | 251 | 0.102 | 0.116 | 1
2025-09-19 18:00 | 9 | 18 | 9.42 | 9.87 | 10.2 | 10.47 | 10.69 | 10.97 | 256 | 0.085 | 0.116 | 1
2025-09-19 19:00 | 9 | 19 | 10.39 | 10.94 | 11.35 | 11.67 | 11.94 | 12.29 | 251 | 0.123 | 0.127 | 1
2025-09-19 20:00 | 9 | 20 | 9.91 | 10.48 | 10.89 | 11.23 | 11.51 | 11.86 | 255 | 0.081 | 0.136 | 1
2025-09-19 21:00 | 9 | 21 | 10.09 | 10.64 | 11.04 | 11.37 | 11.64 | 11.98 | 250 | 0.095 | 0.13 | 1
2025-09-19 22:00 | 9 | 22 | 10.51 | 11.13 | 11.6 | 11.97 | 12.28 | 12.67 | 243 | 0.107 | 0.141 | 1
2025-09-19 23:00 | 9 | 23 | 10.46 | 11.11 | 11.59 | 11.98 | 12.31 | 12.72 | 251 | 0.084 | 0.148 | 1
2025-09-20 00:00 | 9 | 0 | 11.19 | 11.93 | 12.48 | 12.92 | 13.3 | 13.77 | 257 | 0.101 | 0.157 | 1
2025-09-20 01:00 | 9 | 1 | 11.24 | 12.01 | 12.58 | 13.05 | 13.44 | 13.94 | 258 | 0.11 | 0.162 | 1
2025-09-20 02:00 | 9 | 2 | 11.77 | 12.54 | 13.11 | 13.58 | 13.97 | 14.47 | 272 | 0.121 | 0.156 | 1
2025-09-20 03:00 | 9 | 3 | 11.23 | 11.95 | 12.48 | 12.91 | 13.28 | 13.73 | 259 | 0.097 | 0.152 | 1
2025-09-20 04:00 | 9 | 4 | 12.48 | 13.2 | 13.74 | 14.17 | 14.54 | 15 | 263 | 0.081 | 0.139 | 1
2025-09-20 05:00 | 9 | 5 | 12.44 | 13.06 | 13.52 | 13.89 | 14.2 | 14.59 | 270 | 0.077 | 0.12 | 1
2025-09-20 06:00 | 9 | 6 | 12.08 | 12.69 | 13.14 | 13.5 | 13.81 | 14.19 | 258 | 0.126 | 0.122 | 1
2025-09-20 07:00 | 9 | 7 | 12.86 | 13.44 | 13.86 | 14.2 | 14.49 | 14.84 | 268 | 0.084 | 0.108 | 1
2025-09-20 08:00 | 9 | 8 | 12.08 | 12.5 | 12.81 | 13.05 | 13.26 | 13.51 | 279 | 0.104 | 0.085 | 1
2025-09-20 09:00 | 9 | 9 | 12.6 | 13.04 | 13.35 | 13.6 | 13.81 | 14.07 | 284 | 0.098 | 0.083 | 1
2025-09-20 10:00 | 9 | 10 | 10.49 | 10.86 | 11.12 | 11.33 | 11.51 | 11.73 | 270 | 0.095 | 0.084 | 1
2025-09-20 11:00 | 9 | 11 | 11.22 | 11.66 | 11.99 | 12.25 | 12.47 | 12.74 | 265 | 0.07 | 0.096 | 1
2025-09-20 12:00 | 9 | 12 | 9.99 | 10.37 | 10.64 | 10.86 | 11.04 | 11.27 | 264 | 0.099 | 0.091 | 1
2025-09-20 13:00 | 9 | 13 | 9.88 | 10.21 | 10.46 | 10.66 | 10.82 | 11.02 | 269 | 0.084 | 0.083 | 1
2025-09-20 14:00 | 9 | 14 | 9.1 | 9.42 | 9.65 | 9.84 | 9.99 | 10.18 | 267 | 0.101 | 0.085 | 1
2025-09-20 15:00 | 9 | 15 | 11.81 | 12.16 | 12.42 | 12.63 | 12.8 | 13.01 | 270 | 0.093 | 0.073 | 1
2025-09-20 16:00 | 9 | 16 | 12.7 | 13.11 | 13.41 | 13.64 | 13.84 | 14.08 | 281 | 0.103 | 0.078 | 1
2025-09-20 17:00 | 9 | 17 | 11.99 | 12.37 | 12.65 | 12.88 | 13.06 | 13.29 | 289 | 0.086 | 0.078 | 1
2025-09-20 18:00 | 9 | 18 | 10.58 | 10.95 | 11.22 | 11.44 | 11.62 | 11.84 | 292 | 0.105 | 0.085 | 1
2025-09-20 19:00 | 9 | 19 | 8.87 | 9.22 | 9.48 | 9.69 | 9.86 | 10.07 | 303 | 0.111 | 0.096 | 1
2025-09-20 20:00 | 9 | 20 | 9.33 | 9.74 | 10.05 | 10.29 | 10.49 | 10.74 | 304 | 0.109 | 0.106 | 1
2025-09-20 21:00 | 9 | 21 | 8.67 | 9.13 | 9.48 | 9.76 | 9.99 | 10.28 | 289 | 0.101 | 0.129 | 1
2025-09-20 22:00 | 9 | 22 | 9.09 | 9.51 | 9.82 | 10.07 | 10.28 | 10.54 | 280 | 0.087 | 0.112 | 1
2025-09-20 23:00 | 9 | 23 | 10.47 | 10.91 | 11.23 | 11.49 | 11.71 | 11.98 | 291 | 0.106 | 0.102 | 1
2025-09-21 00:00 | 9 | 0 | 11.92 | 12.39 | 12.74 | 13.02 | 13.25 | 13.54 | 277 | 0.094 | 0.096 | 1
2025-09-21 01:00 | 9 | 1 | 11.33 | 11.83 | 12.19 | 12.48 | 12.72 | 13.02 | 279 | 0.087 | 0.105 | 1
2025-09-21 02:00 | 9 | 2 | 13.52 | 14.04 | 14.43 | 14.73 | 14.98 | 15.3 | 284 | 0.085 | 0.093 | 1
2025-09-21 03:00 | 9 | 3 | 12.34 | 12.84 | 13.21 | 13.51 | 13.75 | 14.06 | 285 | 0.087 | 0.099 | 1
2025-09-21 04:00 | 9 | 4 | 11.19 | 11.7 | 12.08 | 12.38 | 12.63 | 12.95 | 276 | 0.076 | 0.111 | 0
2025-09-21 05:00 | 9 | 5 | 10.46 | 10.89 | 11.21 | 11.47 | 11.68 | 11.94 | 277 | 0.098 | 0.1 | 1
2025-09-21 06:00 | 9 | 6 | 10.51 | 10.89 | 11.18 | 11.4 | 11.59 | 11.82 | 282 | 0.075 | 0.089 | 1
2025-09-21 07:00 | 9 | 7 | 12.35 | 12.79 | 13.1 | 13.35 | 13.56 | 13.82 | 286 | 0.115 | 0.085 | 1
2025-09-21 08:00 | 9 | 8 | 14.01 | 14.54 | 14.93 | 15.24 | 15.5 | 15.82 | 282 | 0.098 | 0.092 | 1
2025-09-21 09:00 | 9 | 9 | 14.23 | 14.87 | 15.33 | 15.7 | 16.01 | 16.4 | 276 | 0.076 | 0.107 | 1
2025-09-21 10:00 | 9 | 10 | 12.98 | 13.59 | 14.03 | 14.39 | 14.69 | 15.06 | 275 | 0.085 | 0.112 | 1
2025-09-21 11:00 | 9 | 11 | 12.94 | 13.47 | 13.86 | 14.16 | 14.42 | 14.74 | 267 | 0.089 | 0.098 | 1
2025-09-21 12:00 | 9 | 12 | 13.79 | 14.19 | 14.49 | 14.72 | 14.91 | 15.15 | 277 | 0.092 | 0.071 | 1
2025-09-21 13:00 | 9 | 13 | 13.31 | 13.64 | 13.87 | 14.05 | 14.21 | 14.4 | 271 | 0.093 | 0.059 | 1
2025-09-21 14:00 | 9 | 14 | 13.43 | 13.81 | 14.08 | 14.3 | 14.48 | 14.7 | 262 | 0.086 | 0.068 | 1
2025-09-21 15:00 | 9 | 15 | 13.26 | 13.76 | 14.13 | 14.43 | 14.67 | 14.98 | 275 | 0.105 | 0.092 | 1
2025-09-21 16:00 | 9 | 16 | 13.38 | 13.87 | 14.23 | 14.52 | 14.75 | 15.05 | 271 | 0.079 | 0.089 | 1
2025-09-21 17:00 | 9 | 17 | 13 | 13.51 | 13.88 | 14.18 | 14.42 | 14.73 | 267 | 0.109 | 0.094 | 1
2025-09-21 18:00 | 9 | 18 | 11.07 | 11.53 | 11.88 | 12.15 | 12.38 | 12.66 | 275 | 0.096 | 0.102 | 1
2025-09-21 19:00 | 9 | 19 | 9.57 | 9.99 | 10.31 | 10.56 | 10.77 | 11.03 | 268 | 0.097 | 0.108 | 1
2025-09-21 20:00 | 9 | 20 | 8.24 | 8.61 | 8.87 | 9.09 | 9.26 | 9.49 | 266 | 0.128 | 0.106 | 1
2025-09-21 21:00 | 9 | 21 | 7.98 | 8.38 | 8.67 | 8.91 | 9.11 | 9.36 | 267 | 0.118 | 0.121 | 1
2025-09-21 22:00 | 9 | 22 | 9.48 | 10.02 | 10.43 | 10.75 | 11.03 | 11.37 | 261 | 0.097 | 0.137 | 1
2025-09-21 23:00 | 9 | 23 | 8.47 | 8.94 | 9.29 | 9.58 | 9.81 | 10.11 | 269 | 0.111 | 0.134 | 1
2025-09-22 00:00 | 9 | 0 | 9.66 | 10.19 | 10.57 | 10.88 | 11.15 | 11.47 | 277 | 0.083 | 0.13 | 1
2025-09-22 01:00 | 9 | 1 | 8.78 | 9.42 | 9.9 | 10.29 | 10.62 | 11.04 | 281 | 0.114 | 0.173 | 1
2025-09-22 02:00 | 9 | 2 | 9.92 | 10.64 | 11.18 | 11.62 | 11.99 | 12.47 | 281 | 0.076 | 0.173 | 1
2025-09-22 03:00 | 9 | 3 | 8.46 | 9.08 | 9.55 | 9.93 | 10.25 | 10.66 | 281 | 0.109 | 0.176 | 1
2025-09-22 04:00 | 9 | 4 | 8.96 | 9.6 | 10.09 | 10.48 | 10.82 | 11.24 | 270 | 0.104 | 0.172 | 1
2025-09-22 05:00 | 9 | 5 | 9.3 | 9.85 | 10.25 | 10.58 | 10.85 | 11.2 | 272 | 0.107 | 0.14 | 0
2025-09-22 06:00 | 9 | 6 | 9.15 | 9.69 | 10.09 | 10.41 | 10.68 | 11.02 | 269 | 0.106 | 0.141 | 1
2025-09-22 07:00 | 9 | 7 | 8.18 | 8.58 | 8.88 | 9.11 | 9.31 | 9.56 | 276 | 0.109 | 0.119 | 1
2025-09-22 08:00 | 9 | 8 | 8.78 | 9.2 | 9.52 | 9.77 | 9.98 | 10.24 | 281 | 0.098 | 0.117 | 1
2025-09-22 09:00 | 9 | 9 | 9.49 | 9.88 | 10.16 | 10.38 | 10.56 | 10.79 | 296 | 0.103 | 0.097 | 1
2025-09-22 10:00 | 9 | 10 | 9.43 | 9.73 | 9.95 | 10.12 | 10.27 | 10.44 | 294 | 0.085 | 0.077 | 1
2025-09-22 11:00 | 9 | 11 | 8.14 | 8.4 | 8.6 | 8.75 | 8.88 | 9.04 | 284 | 0.136 | 0.079 | 1
2025-09-22 12:00 | 9 | 12 | 7.51 | 7.81 | 8.03 | 8.2 | 8.34 | 8.52 | 285 | 0.115 | 0.095 | 1
2025-09-22 13:00 | 9 | 13 | 5.73 | 6 | 6.2 | 6.35 | 6.49 | 6.65 | 295 | 0.111 | 0.113 | 1
2025-09-22 14:00 | 9 | 14 | 6.14 | 6.41 | 6.61 | 6.77 | 6.9 | 7.07 | 295 | 0.118 | 0.107 | 1
2025-09-22 15:00 | 9 | 15 | 5.34 | 5.55 | 5.7 | 5.82 | 5.93 | 6.05 | 310 | 0.096 | 0.095 | 1
2025-09-22 16:00 | 9 | 16 | 6.08 | 6.29 | 6.45 | 6.57 | 6.67 | 6.8 | 316 | 0.13 | 0.085 | 1
2025-09-22 17:00 | 9 | 17 | 4.02 | 4.19 | 4.31 | 4.41 | 4.49 | 4.59 | 307 | 0.147 | 0.1 | 1
2025-09-22 18:00 | 9 | 18 | 5.73 | 5.92 | 6.06 | 6.17 | 6.26 | 6.37 | 306 | 0.114 | 0.08 | 1
2025-09-22 19:00 | 9 | 19 | 5.46 | 5.66 | 5.81 | 5.93 | 6.03 | 6.16 | 301 | 0.141 | 0.092 | 1
2025-09-22 20:00 | 9 | 20 | 5.02 | 5.24 | 5.4 | 5.53 | 5.64 | 5.78 | 313 | 0.135 | 0.107 | 1
2025-09-22 21:00 | 9 | 21 | 3.13 | 3.28 | 3.4 | 3.49 | 3.56 | 3.66 | 316 | 0.114 | 0.118 | 1
2025-09-22 22:00 | 9 | 22 | 3.63 | 3.8 | 3.93 | 4.03 | 4.12 | 4.23 | 312 | 0.118 | 0.117 | 1
2025-09-22 23:00 | 9 | 23 | 3.51 | 3.65 | 3.75 | 3.83 | 3.9 | 3.98 | 320 | 0.131 | 0.096 | 1
2025-09-23 00:00 | 9 | 0 | 4.29 | 4.49 | 4.63 | 4.75 | 4.85 | 4.97 | 314 | 0.154 | 0.111 | 1
2025-09-23 01:00 | 9 | 1 | 4.09 | 4.29 | 4.44 | 4.56 | 4.66 | 4.79 | 311 | 0.138 | 0.119 | 1
2025-09-23 02:00 | 9 | 2 | 4.92 | 5.16 | 5.33 | 5.46 | 5.58 | 5.72 | 309 | 0.103 | 0.114 | 1
2025-09-23 03:00 | 9 | 3 | 5.43 | 5.68 | 5.87 | 6.02 | 6.14 | 6.3 | 299 | 0.112 | 0.112 | 1
2025-09-23 04:00 | 9 | 4 | 5.86 | 6.09 | 6.26 | 6.4 | 6.51 | 6.65 | 296 | 0.1 | 0.096 | 1
2025-09-23 05:00 | 9 | 5 | 4.1 | 4.25 | 4.36 | 4.45 | 4.52 | 4.62 | 297 | 0.127 | 0.09 | 1
2025-09-23 06:00 | 9 | 6 | 3.34 | 3.47 | 3.56 | 3.64 | 3.7 | 3.78 | 294 | 0.162 | 0.094 | 1
2025-09-23 07:00 | 9 | 7 | 3.78 | 3.94 | 4.06 | 4.15 | 4.23 | 4.33 | 289 | 0.13 | 0.102 | 1
2025-09-23 08:00 | 9 | 8 | 3.24 | 3.38 | 3.49 | 3.57 | 3.65 | 3.73 | 292 | 0.128 | 0.108 | 1
2025-09-23 09:00 | 9 | 9 | 3.68 | 3.88 | 4.03 | 4.15 | 4.25 | 4.37 | 292 | 0.12 | 0.131 | 1
2025-09-23 10:00 | 9 | 10 | 4.94 | 5.22 | 5.42 | 5.58 | 5.72 | 5.89 | 300 | 0.121 | 0.133 | 1
2025-09-23 11:00 | 9 | 11 | 4.27 | 4.49 | 4.65 | 4.78 | 4.89 | 5.03 | 301 | 0.115 | 0.124 | 1
2025-09-23 12:00 | 9 | 12 | 3.49 | 3.66 | 3.78 | 3.88 | 3.96 | 4.06 | 306 | 0.138 | 0.115 | 1
2025-09-23 13:00 | 9 | 13 | 5.56 | 5.76 | 5.91 | 6.03 | 6.12 | 6.24 | 302 | 0.097 | 0.088 | 1
2025-09-23 14:00 | 9 | 14 | 7.58 | 7.79 | 7.94 | 8.06 | 8.16 | 8.28 | 294 | 0.09 | 0.067 | 1
2025-09-23 15:00 | 9 | 15 | 6.42 | 6.64 | 6.81 | 6.94 | 7.05 | 7.18 | 294 | 0.108 | 0.086 | 1
2025-09-23 16:00 | 9 | 16 | 7.01 | 7.23 | 7.4 | 7.53 | 7.63 | 7.77 | 311 | 0.11 | 0.078 | 1
2025-09-23 17:00 | 9 | 17 | 4.81 | 4.94 | 5.03 | 5.11 | 5.17 | 5.25 | 310 | 0.122 | 0.066 | 1
2025-09-23 18:00 | 9 | 18 | 4.21 | 4.32 | 4.4 | 4.46 | 4.52 | 4.58 | 308 | 0.13 | 0.064 | 1
2025-09-23 19:00 | 9 | 19 | 3.08 | 3.16 | 3.22 | 3.27 | 3.31 | 3.36 | 319 | 0.161 | 0.066 | 1
2025-09-23 20:00 | 9 | 20 | 4.69 | 4.79 | 4.87 | 4.93 | 4.98 | 5.04 | 315 | 0.142 | 0.056 | 1
2025-09-23 21:00 | 9 | 21 | 5.02 | 5.16 | 5.26 | 5.34 | 5.4 | 5.49 | 296 | 0.136 | 0.068 | 1
2025-09-23 22:00 | 9 | 22 | 5.13 | 5.28 | 5.39 | 5.48 | 5.55 | 5.64 | 303 | 0.11 | 0.071 | 1
2025-09-23 23:00 | 9 | 23 | 3.48 | 3.6 | 3.68 | 3.75 | 3.81 | 3.88 | 292 | 0.13 | 0.082 | 1
2025-09-24 00:00 | 9 | 0 | 3.4 | 3.53 | 3.63 | 3.7 | 3.77 | 3.85 | 299 | 0.143 | 0.094 | 1
2025-09-24 01:00 | 9 | 1 | 4.33 | 4.49 | 4.61 | 4.7 | 4.78 | 4.88 | 303 | 0.133 | 0.09 | 1
2025-09-24 02:00 | 9 | 2 | 4.77 | 4.94 | 5.07 | 5.16 | 5.25 | 5.35 | 297 | 0.13 | 0.086 | 1
2025-09-24 03:00 | 9 | 3 | 4.02 | 4.16 | 4.26 | 4.33 | 4.4 | 4.48 | 296 | 0.123 | 0.082 | 1
2025-09-24 04:00 | 9 | 4 | 3.61 | 3.74 | 3.85 | 3.93 | 3.99 | 4.08 | 305 | 0.159 | 0.093 | 1
2025-09-24 05:00 | 9 | 5 | 4.97 | 5.19 | 5.35 | 5.48 | 5.59 | 5.72 | 301 | 0.106 | 0.107 | 1
2025-09-24 06:00 | 9 | 6 | 4.9 | 5.1 | 5.24 | 5.36 | 5.45 | 5.57 | 289 | 0.135 | 0.097 | 1
2025-09-24 07:00 | 9 | 7 | 4.15 | 4.31 | 4.42 | 4.51 | 4.59 | 4.69 | 295 | 0.136 | 0.092 | 1
2025-09-24 08:00 | 9 | 8 | 2.79 | 2.88 | 2.94 | 2.99 | 3.04 | 3.09 | 298 | 0.153 | 0.077 | 1
2025-09-24 09:00 | 9 | 9 | 2.7 | 2.76 | 2.81 | 2.84 | 2.87 | 2.91 | 294 | 0.16 | 0.057 | 1
2025-09-24 10:00 | 9 | 10 | 3 | 3.08 | 3.13 | 3.18 | 3.21 | 3.26 | 298 | 0.159 | 0.062 | 1
2025-09-24 11:00 | 9 | 11 | 3.94 | 4.04 | 4.11 | 4.17 | 4.21 | 4.27 | 298 | 0.115 | 0.061 | 1
2025-09-24 12:00 | 9 | 12 | 4.95 | 5.04 | 5.11 | 5.16 | 5.2 | 5.25 | 301 | 0.12 | 0.045 | 1
2025-09-24 13:00 | 9 | 13 | 6.08 | 6.18 | 6.26 | 6.32 | 6.36 | 6.42 | 302 | 0.112 | 0.041 | 1
2025-09-24 14:00 | 9 | 14 | 6.94 | 7.07 | 7.16 | 7.23 | 7.28 | 7.35 | 309 | 0.114 | 0.043 | 1
2025-09-24 15:00 | 9 | 15 | 6.7 | 6.82 | 6.9 | 6.97 | 7.02 | 7.09 | 309 | 0.105 | 0.043 | 1
2025-09-24 16:00 | 9 | 16 | 6.64 | 6.77 | 6.86 | 6.93 | 6.99 | 7.06 | 298 | 0.111 | 0.046 | 1
2025-09-24 17:00 | 9 | 17 | 6.4 | 6.5 | 6.58 | 6.64 | 6.68 | 6.74 | 295 | 0.115 | 0.04 | 1
2025-09-24 18:00 | 9 | 18 | 8.27 | 8.4 | 8.5 | 8.58 | 8.64 | 8.72 | 305 | 0.15 | 0.04 | 1
2025-09-24 19:00 | 9 | 19 | 7.15 | 7.28 | 7.37 | 7.44 | 7.5 | 7.57 | 304 | 0.128 | 0.044 | 1
2025-09-24 20:00 | 9 | 20 | 8.35 | 8.48 | 8.58 | 8.66 | 8.72 | 8.8 | 312 | 0.108 | 0.04 | 1
2025-09-24 21:00 | 9 | 21 | 6.95 | 7.18 | 7.34 | 7.48 | 7.58 | 7.72 | 309 | 0.109 | 0.079 | 1
2025-09-24 22:00 | 9 | 22 | 5.96 | 6.16 | 6.3 | 6.42 | 6.51 | 6.63 | 313 | 0.107 | 0.081 | 1
2025-09-24 23:00 | 9 | 23 | 5.15 | 5.36 | 5.52 | 5.65 | 5.76 | 5.89 | 311 | 0.114 | 0.102 | 1
2025-09-25 00:00 | 9 | 0 | 4.51 | 4.72 | 4.88 | 5 | 5.11 | 5.24 | 309 | 0.114 | 0.115 | 1
2025-09-25 01:00 | 9 | 1 | 4.21 | 4.43 | 4.59 | 4.71 | 4.82 | 4.95 | 310 | 0.14 | 0.123 | 1
2025-09-25 02:00 | 9 | 2 | 4.22 | 4.44 | 4.61 | 4.74 | 4.85 | 4.99 | 319 | 0.128 | 0.125 | 1
2025-09-25 03:00 | 9 | 3 | 4.31 | 4.54 | 4.71 | 4.84 | 4.96 | 5.1 | 305 | 0.117 | 0.128 | 1
2025-09-25 04:00 | 9 | 4 | 4.63 | 4.91 | 5.11 | 5.28 | 5.41 | 5.59 | 306 | 0.123 | 0.142 | 1
2025-09-25 05:00 | 9 | 5 | 5.34 | 5.63 | 5.84 | 6.01 | 6.15 | 6.33 | 295 | 0.108 | 0.128 | 1
2025-09-25 06:00 | 9 | 6 | 5.95 | 6.29 | 6.54 | 6.75 | 6.92 | 7.13 | 297 | 0.133 | 0.137 | 1
2025-09-25 07:00 | 9 | 7 | 5.55 | 5.83 | 6.03 | 6.2 | 6.34 | 6.51 | 287 | 0.116 | 0.121 | 1
2025-09-25 08:00 | 9 | 8 | 4.46 | 4.69 | 4.86 | 4.99 | 5.1 | 5.24 | 282 | 0.131 | 0.123 | 1
2025-09-25 09:00 | 9 | 9 | 5.32 | 5.63 | 5.85 | 6.03 | 6.18 | 6.38 | 291 | 0.114 | 0.136 | 1
2025-09-25 10:00 | 9 | 10 | 5.67 | 6.03 | 6.3 | 6.52 | 6.71 | 6.94 | 296 | 0.137 | 0.154 | 1
2025-09-25 11:00 | 9 | 11 | 5.36 | 5.67 | 5.89 | 6.08 | 6.23 | 6.43 | 306 | 0.12 | 0.137 | 1
2025-09-25 12:00 | 9 | 12 | 4 | 4.2 | 4.35 | 4.47 | 4.57 | 4.69 | 295 | 0.118 | 0.121 | 1
2025-09-25 13:00 | 9 | 13 | 3.52 | 3.67 | 3.79 | 3.88 | 3.95 | 4.05 | 299 | 0.134 | 0.106 | 1
2025-09-25 14:00 | 9 | 14 | 3.7 | 3.86 | 3.97 | 4.06 | 4.14 | 4.24 | 301 | 0.133 | 0.102 | 0
2025-09-25 15:00 | 9 | 15 | 3.79 | 3.91 | 3.99 | 4.06 | 4.11 | 4.18 | 287 | 0.125 | 0.073 | 1
2025-09-25 16:00 | 9 | 16 | 2.17 | 2.26 | 2.33 | 2.38 | 2.43 | 2.48 | 282 | 0.169 | 0.101 | 1
2025-09-25 17:00 | 9 | 17 | 1.49 | 1.56 | 1.6 | 1.64 | 1.67 | 1.71 | 270 | 0.247 | 0.102 | 1
2025-09-25 18:00 | 9 | 18 | 2.52 | 2.63 | 2.71 | 2.77 | 2.82 | 2.88 | 269 | 0.174 | 0.101 | 1
2025-09-25 19:00 | 9 | 19 | 2.61 | 2.72 | 2.81 | 2.87 | 2.93 | 3 | 270 | 0.155 | 0.106 | 1
2025-09-25 20:00 | 9 | 20 | 2.42 | 2.54 | 2.63 | 2.7 | 2.76 | 2.83 | 269 | 0.171 | 0.12 | 1
2025-09-25 21:00 | 9 | 21 | 2.03 | 2.12 | 2.19 | 2.25 | 2.3 | 2.36 | 270 | 0.192 | 0.114 | 1
2025-09-25 22:00 | 9 | 22 | 2.31 | 2.42 | 2.5 | 2.56 | 2.62 | 2.68 | 285 | 0.154 | 0.114 | 1
2025-09-25 23:00 | 9 | 23 | 2.69 | 2.83 | 2.95 | 3.03 | 3.11 | 3.2 | 280 | 0.163 | 0.133 | 1
2025-09-26 00:00 | 9 | 0 | 2.12 | 2.25 | 2.35 | 2.43 | 2.49 | 2.58 | 285 | 0.181 | 0.147 | 1
2025-09-26 01:00 | 9 | 1 | 3.13 | 3.29 | 3.41 | 3.51 | 3.59 | 3.69 | 281 | 0.159 | 0.126 | 1
2025-09-26 02:00 | 9 | 2 | 2.07 | 2.18 | 2.26 | 2.32 | 2.37 | 2.44 | 291 | 0.205 | 0.124 | 1
2025-09-26 03:00 | 9 | 3 | 1.43 | 1.51 | 1.57 | 1.62 | 1.66 | 1.71 | 284 | 0.231 | 0.136 | 1
2025-09-26 04:00 | 9 | 4 | 1.35 | 1.42 | 1.48 | 1.53 | 1.57 | 1.62 | 296 | 0.253 | 0.138 | 1
2025-09-26 05:00 | 9 | 5 | 1.32 | 1.39 | 1.44 | 1.48 | 1.52 | 1.56 | 292 | 0.229 | 0.131 | 1
2025-09-26 06:00 | 9 | 6 | 1.81 | 1.9 | 1.97 | 2.03 | 2.08 | 2.14 | 295 | 0.193 | 0.127 | 1
2025-09-26 07:00 | 9 | 7 | 2.1 | 2.2 | 2.27 | 2.33 | 2.38 | 2.45 | 313 | 0.186 | 0.117 | 1
2025-09-26 08:00 | 9 | 8 | 3.79 | 3.98 | 4.12 | 4.24 | 4.33 | 4.45 | 310 | 0.122 | 0.123 | 1
2025-09-26 09:00 | 9 | 9 | 3.41 | 3.6 | 3.74 | 3.85 | 3.95 | 4.07 | 302 | 0.173 | 0.132 | 1
2025-09-26 10:00 | 9 | 10 | 4.45 | 4.68 | 4.85 | 4.98 | 5.1 | 5.24 | 296 | 0.13 | 0.124 | 1
2025-09-26 11:00 | 9 | 11 | 4.23 | 4.43 | 4.57 | 4.69 | 4.78 | 4.9 | 296 | 0.111 | 0.11 | 1
2025-09-26 12:00 | 9 | 12 | 4.73 | 4.93 | 5.07 | 5.18 | 5.28 | 5.4 | 295 | 0.13 | 0.099 | 1
2025-09-26 13:00 | 9 | 13 | 3.85 | 3.99 | 4.09 | 4.17 | 4.24 | 4.33 | 291 | 0.125 | 0.089 | 1
2025-09-26 14:00 | 9 | 14 | 3.16 | 3.27 | 3.35 | 3.41 | 3.46 | 3.52 | 277 | 0.144 | 0.083 | 1
2025-09-26 15:00 | 9 | 15 | 2.86 | 2.93 | 2.98 | 3.03 | 3.06 | 3.1 | 283 | 0.186 | 0.063 | 1
2025-09-26 16:00 | 9 | 16 | 2.88 | 2.97 | 3.04 | 3.09 | 3.14 | 3.19 | 294 | 0.141 | 0.078 | 1
2025-09-26 17:00 | 9 | 17 | 4.4 | 4.56 | 4.68 | 4.78 | 4.85 | 4.95 | 291 | 0.154 | 0.09 | 1
2025-09-26 18:00 | 9 | 18 | 3.55 | 3.72 | 3.84 | 3.93 | 4.02 | 4.12 | 294 | 0.122 | 0.112 | 1
2025-09-26 19:00 | 9 | 19 | 5.11 | 5.37 | 5.56 | 5.71 | 5.84 | 6 | 283 | 0.105 | 0.12 | 1
2025-09-26 20:00 | 9 | 20 | 5.29 | 5.57 | 5.79 | 5.96 | 6.1 | 6.28 | 285 | 0.125 | 0.13 | 1
2025-09-26 21:00 | 9 | 21 | 4.13 | 4.31 | 4.44 | 4.54 | 4.63 | 4.74 | 293 | 0.125 | 0.104 | 1
2025-09-26 22:00 | 9 | 22 | 4.5 | 4.71 | 4.86 | 4.98 | 5.08 | 5.21 | 285 | 0.122 | 0.111 | 1
2025-09-26 23:00 | 9 | 23 | 5.01 | 5.21 | 5.36 | 5.48 | 5.58 | 5.7 | 301 | 0.124 | 0.097 | 1
2025-09-27 00:00 | 9 | 0 | 5.68 | 5.87 | 6.02 | 6.13 | 6.22 | 6.33 | 292 | 0.1 | 0.082 | 1
2025-09-27 01:00 | 9 | 1 | 7.32 | 7.57 | 7.76 | 7.91 | 8.04 | 8.19 | 299 | 0.112 | 0.086 | 1
2025-09-27 02:00 | 9 | 2 | 7.33 | 7.62 | 7.83 | 8 | 8.14 | 8.31 | 282 | 0.089 | 0.095 | 1
2025-09-27 03:00 | 9 | 3 | 8.59 | 8.88 | 9.09 | 9.26 | 9.4 | 9.58 | 279 | 0.088 | 0.082 | 1
2025-09-27 04:00 | 9 | 4 | 7.73 | 8.02 | 8.24 | 8.41 | 8.55 | 8.73 | 267 | 0.104 | 0.092 | 1
2025-09-27 05:00 | 9 | 5 | 8.69 | 9.01 | 9.24 | 9.42 | 9.57 | 9.76 | 253 | 0.099 | 0.088 | 1
2025-09-27 06:00 | 9 | 6 | 9.8 | 10.17 | 10.45 | 10.66 | 10.84 | 11.07 | 247 | 0.079 | 0.092 | 1
2025-09-27 07:00 | 9 | 7 | 9.19 | 9.51 | 9.74 | 9.93 | 10.08 | 10.27 | 253 | 0.094 | 0.085 | 1
2025-09-27 08:00 | 9 | 8 | 8.84 | 9.15 | 9.37 | 9.54 | 9.69 | 9.87 | 266 | 0.111 | 0.083 | 1
2025-09-27 09:00 | 9 | 9 | 9.5 | 9.83 | 10.08 | 10.28 | 10.44 | 10.65 | 260 | 0.101 | 0.087 | 1
2025-09-27 10:00 | 9 | 10 | 8.77 | 9.05 | 9.26 | 9.42 | 9.56 | 9.73 | 259 | 0.096 | 0.079 | 1
2025-09-27 11:00 | 9 | 11 | 8.05 | 8.29 | 8.46 | 8.6 | 8.72 | 8.86 | 272 | 0.071 | 0.073 | 1
2025-09-27 12:00 | 9 | 12 | 8.55 | 8.83 | 9.04 | 9.2 | 9.33 | 9.5 | 283 | 0.09 | 0.08 | 1
2025-09-27 13:00 | 9 | 13 | 8.98 | 9.27 | 9.48 | 9.65 | 9.79 | 9.96 | 276 | 0.084 | 0.078 | 1
2025-09-27 14:00 | 9 | 14 | 8.29 | 8.59 | 8.8 | 8.97 | 9.12 | 9.3 | 268 | 0.11 | 0.087 | 1
2025-09-27 15:00 | 9 | 15 | 8.7 | 9.04 | 9.28 | 9.47 | 9.64 | 9.84 | 274 | 0.108 | 0.093 | 1
2025-09-27 16:00 | 9 | 16 | 8.14 | 8.53 | 8.82 | 9.05 | 9.24 | 9.48 | 282 | 0.082 | 0.115 | 1
2025-09-27 17:00 | 9 | 17 | 7.41 | 7.8 | 8.09 | 8.32 | 8.51 | 8.76 | 280 | 0.12 | 0.126 | 1
2025-09-27 18:00 | 9 | 18 | 8.34 | 8.79 | 9.13 | 9.39 | 9.62 | 9.9 | 284 | 0.106 | 0.129 | 1
2025-09-27 19:00 | 9 | 19 | 6.15 | 6.48 | 6.72 | 6.92 | 7.08 | 7.29 | 271 | 0.119 | 0.129 | 1
2025-09-27 20:00 | 9 | 20 | 6.01 | 6.35 | 6.6 | 6.8 | 6.97 | 7.18 | 275 | 0.113 | 0.134 | 1
2025-09-27 21:00 | 9 | 21 | 6.29 | 6.67 | 6.96 | 7.19 | 7.38 | 7.62 | 285 | 0.123 | 0.145 | 1
2025-09-27 22:00 | 9 | 22 | 6.19 | 6.59 | 6.89 | 7.14 | 7.34 | 7.6 | 284 | 0.107 | 0.156 | 1
2025-09-27 23:00 | 9 | 23 | 6.04 | 6.41 | 6.69 | 6.91 | 7.1 | 7.33 | 288 | 0.098 | 0.147 | 1
2025-09-28 00:00 | 9 | 0 | 5.89 | 6.25 | 6.52 | 6.73 | 6.91 | 7.14 | 292 | 0.115 | 0.145 | 1
2025-09-28 01:00 | 9 | 1 | 5.67 | 6 | 6.25 | 6.45 | 6.62 | 6.83 | 282 | 0.085 | 0.141 | 1
2025-09-28 02:00 | 9 | 2 | 4.3 | 4.55 | 4.74 | 4.9 | 5.02 | 5.19 | 278 | 0.136 | 0.142 | 1
2025-09-28 03:00 | 9 | 3 | 3.74 | 3.97 | 4.13 | 4.27 | 4.38 | 4.52 | 296 | 0.143 | 0.143 | 1
2025-09-28 04:00 | 9 | 4 | 5.45 | 5.76 | 5.99 | 6.17 | 6.32 | 6.51 | 286 | 0.115 | 0.134 | 1
2025-09-28 05:00 | 9 | 5 | 5.08 | 5.33 | 5.51 | 5.65 | 5.77 | 5.92 | 285 | 0.124 | 0.116 | 1
2025-09-28 06:00 | 9 | 6 | 4.63 | 4.81 | 4.94 | 5.04 | 5.12 | 5.22 | 285 | 0.116 | 0.091 | 1
2025-09-28 07:00 | 9 | 7 | 4.85 | 5.01 | 5.12 | 5.21 | 5.29 | 5.38 | 283 | 0.115 | 0.079 | 1
2025-09-28 08:00 | 9 | 8 | 6.04 | 6.2 | 6.32 | 6.41 | 6.49 | 6.58 | 274 | 0.124 | 0.066 | 1
2025-09-28 09:00 | 9 | 9 | 6.06 | 6.24 | 6.37 | 6.47 | 6.55 | 6.66 | 272 | 0.116 | 0.072 | 1
2025-09-28 10:00 | 9 | 10 | 4.94 | 5.06 | 5.15 | 5.22 | 5.27 | 5.34 | 264 | 0.112 | 0.059 | 1
2025-09-28 11:00 | 9 | 11 | 4.54 | 4.65 | 4.72 | 4.78 | 4.83 | 4.88 | 269 | 0.13 | 0.055 | 1
2025-09-28 12:00 | 9 | 12 | 3.38 | 3.45 | 3.5 | 3.54 | 3.58 | 3.62 | 272 | 0.136 | 0.052 | 1
2025-09-28 13:00 | 9 | 13 | 4.03 | 4.13 | 4.2 | 4.25 | 4.3 | 4.36 | 271 | 0.135 | 0.059 | 1
2025-09-28 14:00 | 9 | 14 | 4.19 | 4.3 | 4.38 | 4.44 | 4.49 | 4.55 | 262 | 0.144 | 0.063 | 1
2025-09-28 15:00 | 9 | 15 | 4.97 | 5.11 | 5.21 | 5.3 | 5.37 | 5.45 | 261 | 0.137 | 0.07 | 1
2025-09-28 16:00 | 9 | 16 | 5.2 | 5.38 | 5.52 | 5.63 | 5.71 | 5.83 | 262 | 0.137 | 0.086 | 1
2025-09-28 17:00 | 9 | 17 | 4.39 | 4.52 | 4.62 | 4.69 | 4.75 | 4.83 | 275 | 0.147 | 0.071 | 1
2025-09-28 18:00 | 9 | 18 | 3.72 | 3.82 | 3.9 | 3.96 | 4 | 4.06 | 263 | 0.128 | 0.066 | 1
2025-09-28 19:00 | 9 | 19 | 3.72 | 3.81 | 3.88 | 3.94 | 3.98 | 4.04 | 273 | 0.155 | 0.062 | 1
2025-09-28 20:00 | 9 | 20 | 2.91 | 2.99 | 3.05 | 3.1 | 3.14 | 3.19 | 262 | 0.157 | 0.071 | 1
2025-09-28 21:00 | 9 | 21 | 2.3 | 2.37 | 2.43 | 2.47 | 2.5 | 2.55 | 260 | 0.152 | 0.077 | 1
2025-09-28 22:00 | 9 | 22 | 1.85 | 1.91 | 1.96 | 2 | 2.04 | 2.08 | 271 | 0.203 | 0.089 | 1
2025-09-28 23:00 | 9 | 23 | 1.96 | 2.03 | 2.08 | 2.12 | 2.16 | 2.2 | 252 | 0.243 | 0.089 | 1
2025-09-29 00:00 | 9 | 0 | 2.17 | 2.23 | 2.27 | 2.3 | 2.33 | 2.36 | 254 | 0.182 | 0.063 | 1
2025-09-29 01:00 | 9 | 1 | 1.55 | 1.6 | 1.64 | 1.67 | 1.69 | 1.72 | 271 | 0.221 | 0.077 | 1
2025-09-29 02:00 | 9 | 2 | 1.74 | 1.8 | 1.84 | 1.88 | 1.91 | 1.94 | 263 | 0.229 | 0.081 | 1
2025-09-29 03:00 | 9 | 3 | 1.4 | 1.46 | 1.49 | 1.53 | 1.55 | 1.58 | 281 | 0.237 | 0.091 | 1
2025-09-29 04:00 | 9 | 4 | 1.46 | 1.52 | 1.56 | 1.59 | 1.62 | 1.66 | 284 | 0.247 | 0.096 | 1
2025-09-29 05:00 | 9 | 5 | 1.35 | 1.41 | 1.45 | 1.48 | 1.51 | 1.54 | 289 | 0.277 | 0.101 | 1
2025-09-29 06:00 | 9 | 6 | 1.04 | 1.09 | 1.12 | 1.15 | 1.17 | 1.2 | 283 | 0.3 | 0.106 | 1
2025-09-29 07:00 | 9 | 7 | 1.47 | 1.54 | 1.59 | 1.63 | 1.66 | 1.71 | 295 | 0.232 | 0.115 | 1
2025-09-29 08:00 | 9 | 8 | 2.96 | 3.11 | 3.21 | 3.29 | 3.36 | 3.45 | 293 | 0.152 | 0.116 | 1
2025-09-29 09:00 | 9 | 9 | 1.98 | 2.07 | 2.13 | 2.18 | 2.22 | 2.27 | 292 | 0.206 | 0.102 | 1
2025-09-29 10:00 | 9 | 10 | 2.74 | 2.84 | 2.92 | 2.97 | 3.02 | 3.08 | 294 | 0.163 | 0.088 | 1
2025-09-29 11:00 | 9 | 11 | 3.7 | 3.82 | 3.91 | 3.98 | 4.04 | 4.11 | 294 | 0.146 | 0.079 | 1
2025-09-29 12:00 | 9 | 12 | 5.74 | 5.93 | 6.07 | 6.19 | 6.28 | 6.39 | 291 | 0.108 | 0.081 | 1
2025-09-29 13:00 | 9 | 13 | 4.7 | 4.87 | 5 | 5.1 | 5.18 | 5.29 | 281 | 0.14 | 0.089 | 1
2025-09-29 14:00 | 9 | 14 | 5.34 | 5.59 | 5.77 | 5.92 | 6.04 | 6.19 | 284 | 0.113 | 0.112 | 1
2025-09-29 15:00 | 9 | 15 | 5.77 | 5.99 | 6.16 | 6.3 | 6.41 | 6.55 | 290 | 0.117 | 0.096 | 1
2025-09-29 16:00 | 9 | 16 | 4.4 | 4.58 | 4.71 | 4.81 | 4.9 | 5 | 282 | 0.114 | 0.097 | 1
2025-09-29 17:00 | 9 | 17 | 4.19 | 4.43 | 4.6 | 4.75 | 4.86 | 5.01 | 282 | 0.141 | 0.135 | 1
2025-09-29 18:00 | 9 | 18 | 6.08 | 6.42 | 6.67 | 6.88 | 7.05 | 7.26 | 286 | 0.108 | 0.134 | 1
2025-09-29 19:00 | 9 | 19 | 4.77 | 5.07 | 5.29 | 5.47 | 5.62 | 5.81 | 287 | 0.144 | 0.149 | 1
2025-09-29 20:00 | 9 | 20 | 5.62 | 5.99 | 6.27 | 6.49 | 6.68 | 6.92 | 291 | 0.094 | 0.158 | 1
2025-09-29 21:00 | 9 | 21 | 6.47 | 6.91 | 7.24 | 7.51 | 7.73 | 8.02 | 291 | 0.11 | 0.163 | 1
2025-09-29 22:00 | 9 | 22 | 5.7 | 6.05 | 6.32 | 6.53 | 6.7 | 6.93 | 287 | 0.115 | 0.147 | 1
2025-09-29 23:00 | 9 | 23 | 6.33 | 6.76 | 7.08 | 7.35 | 7.57 | 7.85 | 286 | 0.114 | 0.163 | 1
2025-09-30 00:00 | 9 | 0 | 5.91 | 6.36 | 6.71 | 6.99 | 7.22 | 7.53 | 282 | 0.108 | 0.183 | 1
2025-09-30 01:00 | 9 | 1 | 7.26 | 7.84 | 8.27 | 8.62 | 8.92 | 9.3 | 265 | 0.104 | 0.187 | 1
2025-09-30 02:00 | 9 | 2 | 7.89 | 8.49 | 8.93 | 9.29 | 9.6 | 9.99 | 285 | 0.103 | 0.178 | 1
2025-09-30 03:00 | 9 | 3 | 7.91 | 8.51 | 8.97 | 9.33 | 9.65 | 10.05 | 287 | 0.09 | 0.181 | 1
2025-09-30 04:00 | 9 | 4 | 6.02 | 6.49 | 6.85 | 7.14 | 7.38 | 7.7 | 288 | 0.126 | 0.186 | 1
2025-09-30 05:00 | 9 | 5 | 6.21 | 6.7 | 7.07 | 7.37 | 7.63 | 7.95 | 291 | 0.092 | 0.187 | 1
2025-09-30 06:00 | 9 | 6 | 7.59 | 8.2 | 8.66 | 9.03 | 9.35 | 9.75 | 285 | 0.08 | 0.189 | 1
2025-09-30 07:00 | 9 | 7 | 6.89 | 7.45 | 7.87 | 8.22 | 8.51 | 8.88 | 291 | 0.104 | 0.192 | 1
2025-09-30 08:00 | 9 | 8 | 6.9 | 7.41 | 7.79 | 8.1 | 8.37 | 8.7 | 289 | 0.108 | 0.176 | 1
2025-09-30 09:00 | 9 | 9 | 7.62 | 8.16 | 8.56 | 8.88 | 9.16 | 9.51 | 290 | 0.108 | 0.167 | 1
2025-09-30 10:00 | 9 | 10 | 8.4 | 8.91 | 9.29 | 9.6 | 9.86 | 10.19 | 287 | 0.087 | 0.146 | 1
2025-09-30 11:00 | 9 | 11 | 7.98 | 8.42 | 8.75 | 9.01 | 9.23 | 9.51 | 276 | 0.123 | 0.132 | 1
2025-09-30 12:00 | 9 | 12 | 8.79 | 9.37 | 9.79 | 10.14 | 10.43 | 10.8 | 279 | 0.097 | 0.156 | 1
2025-09-30 13:00 | 9 | 13 | 7.84 | 8.26 | 8.57 | 8.83 | 9.04 | 9.3 | 276 | 0.095 | 0.13 | 1
2025-09-30 14:00 | 9 | 14 | 8.94 | 9.44 | 9.82 | 10.12 | 10.37 | 10.69 | 280 | 0.09 | 0.135 | 1
2025-09-30 15:00 | 9 | 15 | 9.72 | 10.23 | 10.61 | 10.92 | 11.18 | 11.5 | 287 | 0.119 | 0.127 | 1
2025-09-30 16:00 | 9 | 16 | 6.94 | 7.3 | 7.57 | 7.79 | 7.97 | 8.2 | 286 | 0.101 | 0.126 | 1
2025-09-30 17:00 | 9 | 17 | 7.02 | 7.36 | 7.62 | 7.82 | 7.99 | 8.2 | 275 | 0.108 | 0.118 | 1
2025-09-30 18:00 | 9 | 18 | 7.51 | 7.91 | 8.22 | 8.46 | 8.66 | 8.92 | 278 | 0.116 | 0.13 | 1
2025-09-30 19:00 | 9 | 19 | 7.23 | 7.69 | 8.02 | 8.3 | 8.53 | 8.82 | 268 | 0.107 | 0.15 | 1
2025-09-30 20:00 | 9 | 20 | 6.77 | 7.17 | 7.46 | 7.7 | 7.9 | 8.15 | 268 | 0.105 | 0.141 | 1
2025-09-30 21:00 | 9 | 21 | 6.84 | 7.22 | 7.5 | 7.73 | 7.92 | 8.16 | 276 | 0.11 | 0.134 | 1
2025-09-30 22:00 | 9 | 22 | 6.94 | 7.38 | 7.7 | 7.97 | 8.19 | 8.47 | 276 | 0.104 | 0.15 | 0
2025-09-30 23:00 | 9 | 23 | 6.59 | 7.04 | 7.37 | 7.65 | 7.88 | 8.17 | 290 | 0.118 | 0.163 | 1
2025-10-01 00:00 | 10 | 0 | 1.9 | 2.03 | 2.13 | 2.21 | 2.28 | 2.37 | 349 | 0.193 | 0.168 | 1
2025-10-01 01:00 | 10 | 1 | 1.51 | 1.63 | 1.71 | 1.78 | 1.84 | 1.92 | 341 | 0.245 | 0.181 | 1
2025-10-01 02:00 | 10 | 2 | 1.9 | 2.05 | 2.15 | 2.24 | 2.31 | 2.4 | 339 | 0.222 | 0.176 | 1
2025-10-01 03:00 | 10 | 3 | 2.29 | 2.43 | 2.53 | 2.62 | 2.69 | 2.78 | 327 | 0.165 | 0.149 | 1
2025-10-01 04:00 | 10 | 4 | 2.71 | 2.88 | 3.01 | 3.12 | 3.21 | 3.32 | 327 | 0.158 | 0.154 | 1
2025-10-01 05:00 | 10 | 5 | 3.81 | 4.04 | 4.21 | 4.35 | 4.47 | 4.62 | 340 | 0.14 | 0.146 | 1
2025-10-01 06:00 | 10 | 6 | 4.28 | 4.51 | 4.68 | 4.82 | 4.93 | 5.07 | 352 | 0.15 | 0.129 | 1
2025-10-01 07:00 | 10 | 7 | 3.6 | 3.79 | 3.93 | 4.05 | 4.14 | 4.26 | 356 | 0.148 | 0.127 | 1
2025-10-01 08:00 | 10 | 8 | 2.82 | 2.94 | 3.04 | 3.11 | 3.17 | 3.25 | 358 | 0.162 | 0.108 | 1
2025-10-01 09:00 | 10 | 9 | 2.89 | 3.02 | 3.11 | 3.18 | 3.25 | 3.32 | 1 | 0.139 | 0.104 | 1
2025-10-01 10:00 | 10 | 10 | 2.04 | 2.13 | 2.2 | 2.25 | 2.29 | 2.35 | 3 | 0.172 | 0.105 | 1
2025-10-01 11:00 | 10 | 11 | 1.53 | 1.59 | 1.63 | 1.66 | 1.69 | 1.72 | 353 | 0.213 | 0.088 | 1
2025-10-01 12:00 | 10 | 12 | 1.48 | 1.52 | 1.56 | 1.58 | 1.61 | 1.63 | 342 | 0.225 | 0.077 | 1
2025-10-01 13:00 | 10 | 13 | 1.45 | 1.49 | 1.52 | 1.54 | 1.56 | 1.59 | 344 | 0.236 | 0.07 | 1
2025-10-01 14:00 | 10 | 14 | 1.35 | 1.39 | 1.42 | 1.45 | 1.47 | 1.5 | 350 | 0.259 | 0.077 | 1
2025-10-01 15:00 | 10 | 15 | 1.16 | 1.2 | 1.24 | 1.26 | 1.28 | 1.31 | 352 | 0.277 | 0.092 | 1
2025-10-01 16:00 | 10 | 16 | 1.42 | 1.47 | 1.51 | 1.54 | 1.57 | 1.6 | 352 | 0.226 | 0.089 | 1
2025-10-01 17:00 | 10 | 17 | 1.23 | 1.28 | 1.32 | 1.35 | 1.38 | 1.41 | 343 | 0.247 | 0.107 | 1
2025-10-01 18:00 | 10 | 18 | 1.4 | 1.46 | 1.5 | 1.53 | 1.55 | 1.59 | 353 | 0.228 | 0.092 | 1
2025-10-01 19:00 | 10 | 19 | 1.42 | 1.48 | 1.52 | 1.55 | 1.58 | 1.61 | 349 | 0.262 | 0.096 | 0
2025-10-01 20:00 | 10 | 20 | 1.46 | 1.53 | 1.58 | 1.62 | 1.65 | 1.69 | 345 | 0.212 | 0.109 | 1
2025-10-01 21:00 | 10 | 21 | 1.01 | 1.05 | 1.09 | 1.11 | 1.14 | 1.16 | 353 | 0.295 | 0.108 | 1
2025-10-01 22:00 | 10 | 22 | 1.1 | 1.15 | 1.19 | 1.22 | 1.24 | 1.27 | 348 | 0.288 | 0.109 | 1
2025-10-01 23:00 | 10 | 23 | 1.99 | 2.08 | 2.14 | 2.19 | 2.23 | 2.29 | 343 | 0.2 | 0.106 | 1
2025-10-02 00:00 | 10 | 0 | 1.83 | 1.91 | 1.97 | 2.02 | 2.06 | 2.11 | 355 | 0.193 | 0.107 | 1
2025-10-02 01:00 | 10 | 1 | 2.12 | 2.21 | 2.29 | 2.34 | 2.39 | 2.45 | 346 | 0.198 | 0.111 | 1
2025-10-02 02:00 | 10 | 2 | 1.74 | 1.82 | 1.87 | 1.92 | 1.95 | 2 | 331 | 0.235 | 0.106 | 1
2025-10-02 03:00 | 10 | 3 | 1.98 | 2.08 | 2.15 | 2.2 | 2.25 | 2.3 | 333 | 0.184 | 0.113 | 1
2025-10-02 04:00 | 10 | 4 | 1.63 | 1.71 | 1.77 | 1.82 | 1.87 | 1.92 | 339 | 0.219 | 0.125 | 1
2025-10-02 05:00 | 10 | 5 | 2.56 | 2.7 | 2.8 | 2.88 | 2.95 | 3.03 | 343 | 0.162 | 0.127 | 1
2025-10-02 06:00 | 10 | 6 | 3.15 | 3.31 | 3.43 | 3.53 | 3.61 | 3.71 | 328 | 0.157 | 0.124 | 1
2025-10-02 07:00 | 10 | 7 | 2.9 | 3.05 | 3.16 | 3.24 | 3.32 | 3.41 | 337 | 0.153 | 0.121 | 1
2025-10-02 08:00 | 10 | 8 | 2.82 | 2.96 | 3.06 | 3.15 | 3.22 | 3.3 | 349 | 0.165 | 0.119 | 1
2025-10-02 09:00 | 10 | 9 | 3.29 | 3.45 | 3.56 | 3.65 | 3.73 | 3.83 | 357 | 0.17 | 0.115 | 1
2025-10-02 10:00 | 10 | 10 | 2.86 | 2.98 | 3.07 | 3.14 | 3.2 | 3.27 | 352 | 0.177 | 0.103 | 1
2025-10-02 11:00 | 10 | 11 | 3.31 | 3.42 | 3.5 | 3.56 | 3.61 | 3.68 | 347 | 0.135 | 0.08 | 1
2025-10-02 12:00 | 10 | 12 | 3.57 | 3.67 | 3.75 | 3.82 | 3.87 | 3.93 | 343 | 0.164 | 0.074 | 1
2025-10-02 13:00 | 10 | 13 | 3.38 | 3.49 | 3.57 | 3.63 | 3.68 | 3.75 | 335 | 0.18 | 0.078 | 1
2025-10-02 14:00 | 10 | 14 | 3.14 | 3.25 | 3.33 | 3.39 | 3.45 | 3.51 | 325 | 0.16 | 0.085 | 1
2025-10-02 15:00 | 10 | 15 | 2.47 | 2.56 | 2.64 | 2.69 | 2.74 | 2.8 | 320 | 0.148 | 0.095 | 1
2025-10-02 16:00 | 10 | 16 | 2.58 | 2.68 | 2.76 | 2.82 | 2.87 | 2.93 | 318 | 0.18 | 0.098 | 1
2025-10-02 17:00 | 10 | 17 | 2.27 | 2.35 | 2.42 | 2.47 | 2.51 | 2.56 | 335 | 0.179 | 0.094 | 0
2025-10-02 18:00 | 10 | 18 | 2.23 | 2.33 | 2.41 | 2.47 | 2.52 | 2.59 | 328 | 0.162 | 0.112 | 1
2025-10-02 19:00 | 10 | 19 | 2.99 | 3.13 | 3.23 | 3.32 | 3.39 | 3.47 | 335 | 0.171 | 0.114 | 1
2025-10-02 20:00 | 10 | 20 | 3.43 | 3.61 | 3.74 | 3.84 | 3.93 | 4.04 | 326 | 0.15 | 0.125 | 1
2025-10-02 21:00 | 10 | 21 | 3.81 | 4.03 | 4.19 | 4.32 | 4.43 | 4.57 | 322 | 0.128 | 0.138 | 1
2025-10-02 22:00 | 10 | 22 | 3.86 | 4.06 | 4.22 | 4.34 | 4.45 | 4.58 | 322 | 0.142 | 0.129 | 1
2025-10-02 23:00 | 10 | 23 | 2.98 | 3.15 | 3.28 | 3.38 | 3.46 | 3.56 | 318 | 0.169 | 0.134 | 1
2025-10-03 00:00 | 10 | 0 | 2.92 | 3.08 | 3.2 | 3.3 | 3.38 | 3.48 | 294 | 0.166 | 0.134 | 1
2025-10-03 01:00 | 10 | 1 | 3.94 | 4.15 | 4.3 | 4.43 | 4.53 | 4.66 | 301 | 0.131 | 0.126 | 1
2025-10-03 02:00 | 10 | 2 | 3.68 | 3.89 | 4.04 | 4.17 | 4.27 | 4.4 | 298 | 0.131 | 0.134 | 1
2025-10-03 03:00 | 10 | 3 | 3.12 | 3.3 | 3.44 | 3.55 | 3.65 | 3.76 | 294 | 0.165 | 0.142 | 1
2025-10-03 04:00 | 10 | 4 | 3.23 | 3.42 | 3.56 | 3.67 | 3.76 | 3.88 | 297 | 0.146 | 0.139 | 1
2025-10-03 05:00 | 10 | 5 | 3.11 | 3.28 | 3.41 | 3.51 | 3.6 | 3.7 | 291 | 0.162 | 0.133 | 1
2025-10-03 06:00 | 10 | 6 | 2.06 | 2.16 | 2.24 | 2.3 | 2.35 | 2.42 | 294 | 0.178 | 0.123 | 1
2025-10-03 07:00 | 10 | 7 | 2.15 | 2.26 | 2.34 | 2.41 | 2.47 | 2.53 | 307 | 0.194 | 0.124 | 0
2025-10-03 08:00 | 10 | 8 | 2.03 | 2.12 | 2.19 | 2.24 | 2.29 | 2.34 | 330 | 0.192 | 0.109 | 1
2025-10-03 09:00 | 10 | 9 | 1.78 | 1.85 | 1.91 | 1.95 | 1.98 | 2.02 | 339 | 0.202 | 0.094 | 1
2025-10-03 10:00 | 10 | 10 | 1.84 | 1.9 | 1.95 | 1.98 | 2.01 | 2.05 | 337 | 0.212 | 0.081 | 1
2025-10-03 11:00 | 10 | 11 | 2.12 | 2.19 | 2.25 | 2.29 | 2.32 | 2.37 | 348 | 0.178 | 0.084 | 1
2025-10-03 12:00 | 10 | 12 | 1.43 | 1.48 | 1.51 | 1.54 | 1.56 | 1.59 | 358 | 0.226 | 0.078 | 1
2025-10-03 13:00 | 10 | 13 | 2.27 | 2.35 | 2.41 | 2.45 | 2.49 | 2.53 | 352 | 0.17 | 0.082 | 1
2025-10-03 14:00 | 10 | 14 | 2.62 | 2.7 | 2.77 | 2.81 | 2.86 | 2.91 | 345 | 0.145 | 0.079 | 1
2025-10-03 15:00 | 10 | 15 | 1.91 | 1.98 | 2.04 | 2.09 | 2.12 | 2.17 | 357 | 0.208 | 0.097 | 1
2025-10-03 16:00 | 10 | 16 | 2.15 | 2.23 | 2.28 | 2.33 | 2.36 | 2.41 | 356 | 0.217 | 0.083 | 1
2025-10-03 17:00 | 10 | 17 | 1.86 | 1.93 | 1.98 | 2.03 | 2.06 | 2.1 | 349 | 0.188 | 0.093 | 1
2025-10-03 18:00 | 10 | 18 | 1.37 | 1.43 | 1.47 | 1.5 | 1.53 | 1.56 | 343 | 0.255 | 0.102 | 1
2025-10-03 19:00 | 10 | 19 | 1.55 | 1.61 | 1.65 | 1.68 | 1.71 | 1.74 | 333 | 0.217 | 0.088 | 1
2025-10-03 20:00 | 10 | 20 | 1.65 | 1.73 | 1.78 | 1.82 | 1.86 | 1.9 | 346 | 0.23 | 0.105 | 1
2025-10-03 21:00 | 10 | 21 | 1.82 | 1.91 | 1.97 | 2.02 | 2.07 | 2.12 | 3 | 0.201 | 0.114 | 1
2025-10-03 22:00 | 10 | 22 | 2.45 | 2.55 | 2.62 | 2.68 | 2.73 | 2.79 | 6 | 0.177 | 0.098 | 1
2025-10-03 23:00 | 10 | 23 | 3.04 | 3.17 | 3.26 | 3.34 | 3.4 | 3.48 | 359 | 0.142 | 0.102 | 1
2025-10-04 00:00 | 10 | 0 | 3.11 | 3.24 | 3.34 | 3.42 | 3.48 | 3.56 | 349 | 0.159 | 0.102 | 1
2025-10-04 01:00 | 10 | 1 | 2.14 | 2.25 | 2.33 | 2.39 | 2.45 | 2.51 | 352 | 0.189 | 0.121 | 1
2025-10-04 02:00 | 10 | 2 | 1.71 | 1.79 | 1.84 | 1.89 | 1.93 | 1.98 | 346 | 0.226 | 0.112 | 1
2025-10-04 03:00 | 10 | 3 | 1.44 | 1.51 | 1.56 | 1.6 | 1.63 | 1.68 | 346 | 0.265 | 0.118 | 1
2025-10-04 04:00 | 10 | 4 | 1.48 | 1.56 | 1.62 | 1.66 | 1.7 | 1.75 | 347 | 0.255 | 0.127 | 1
2025-10-04 05:00 | 10 | 5 | 1.92 | 2.02 | 2.09 | 2.15 | 2.2 | 2.26 | 345 | 0.204 | 0.125 | 1
2025-10-04 06:00 | 10 | 6 | 1.71 | 1.79 | 1.84 | 1.89 | 1.93 | 1.98 | 342 | 0.212 | 0.113 | 1
2025-10-04 07:00 | 10 | 7 | 1.8 | 1.89 | 1.95 | 2.01 | 2.05 | 2.11 | 337 | 0.18 | 0.119 | 1
2025-10-04 08:00 | 10 | 8 | 1.25 | 1.32 | 1.36 | 1.4 | 1.44 | 1.48 | 347 | 0.274 | 0.126 | 1
2025-10-04 09:00 | 10 | 9 | 0.91 | 0.95 | 0.98 | 1.01 | 1.03 | 1.06 | 349 | 0.3 | 0.113 | 1
2025-10-04 10:00 | 10 | 10 | 1 | 1.05 | 1.08 | 1.11 | 1.14 | 1.17 | 348 | 0.3 | 0.119 | 1
2025-10-04 11:00 | 10 | 11 | 1.37 | 1.45 | 1.51 | 1.56 | 1.6 | 1.65 | 346 | 0.246 | 0.138 | 1
2025-10-04 12:00 | 10 | 12 | 1.51 | 1.58 | 1.64 | 1.68 | 1.71 | 1.76 | 348 | 0.218 | 0.117 | 1
2025-10-04 13:00 | 10 | 13 | 0.98 | 1.03 | 1.07 | 1.11 | 1.13 | 1.17 | 356 | 0.3 | 0.135 | 1
2025-10-04 14:00 | 10 | 14 | 1.01 | 1.06 | 1.1 | 1.13 | 1.15 | 1.18 | 351 | 0.3 | 0.118 | 1
2025-10-04 15:00 | 10 | 15 | 0.91 | 0.96 | 0.99 | 1.02 | 1.04 | 1.07 | 344 | 0.3 | 0.119 | 1
2025-10-04 16:00 | 10 | 16 | 0.59 | 0.62 | 0.64 | 0.66 | 0.68 | 0.7 | 339 | 0.3 | 0.129 | 1
2025-10-04 17:00 | 10 | 17 | 1.06 | 1.12 | 1.16 | 1.19 | 1.22 | 1.25 | 331 | 0.29 | 0.122 | 1
2025-10-04 18:00 | 10 | 18 | 0.97 | 1.02 | 1.06 | 1.08 | 1.11 | 1.14 | 336 | 0.3 | 0.116 | 1
2025-10-04 19:00 | 10 | 19 | 1.69 | 1.77 | 1.82 | 1.86 | 1.9 | 1.94 | 336 | 0.2 | 0.104 | 1
2025-10-04 20:00 | 10 | 20 | 1.68 | 1.74 | 1.78 | 1.82 | 1.85 | 1.89 | 333 | 0.232 | 0.088 | 1
2025-10-04 21:00 | 10 | 21 | 1.37 | 1.43 | 1.47 | 1.5 | 1.53 | 1.56 | 335 | 0.258 | 0.097 | 1
2025-10-04 22:00 | 10 | 22 | 1.52 | 1.58 | 1.63 | 1.67 | 1.7 | 1.74 | 333 | 0.244 | 0.105 | 1
2025-10-04 23:00 | 10 | 23 | 0.88 | 0.93 | 0.96 | 0.99 | 1.02 | 1.04 | 325 | 0.3 | 0.129 | 1
2025-10-05 00:00 | 10 | 0 | 1.1 | 1.15 | 1.19 | 1.23 | 1.25 | 1.29 | 319 | 0.3 | 0.122 | 1
2025-10-05 01:00 | 10 | 1 | 1.27 | 1.33 | 1.38 | 1.42 | 1.45 | 1.49 | 326 | 0.267 | 0.122 | 1
2025-10-05 02:00 | 10 | 2 | 0.82 | 0.86 | 0.89 | 0.91 | 0.93 | 0.95 | 327 | 0.3 | 0.11 | 1
2025-10-05 03:00 | 10 | 3 | 0.89 | 0.93 | 0.96 | 0.98 | 1 | 1.02 | 337 | 0.3 | 0.103 | 1
2025-10-05 04:00 | 10 | 4 | 0.87 | 0.9 | 0.92 | 0.94 | 0.96 | 0.98 | 322 | 0.3 | 0.087 | 1
2025-10-05 05:00 | 10 | 5 | 0.67 | 0.69 | 0.7 | 0.71 | 0.72 | 0.73 | 314 | 0.3 | 0.065 | 1
2025-10-05 06:00 | 10 | 6 | 0.78 | 0.81 | 0.83 | 0.85 | 0.86 | 0.88 | 312 | 0.3 | 0.088 | 1
2025-10-05 07:00 | 10 | 7 | 0.85 | 0.87 | 0.89 | 0.91 | 0.92 | 0.93 | 314 | 0.3 | 0.073 | 1
2025-10-05 08:00 | 10 | 8 | 0.49 | 0.5 | 0.51 | 0.51 | 0.52 | 0.53 | 324 | 0.3 | 0.064 | 1
2025-10-05 09:00 | 10 | 9 | 0.57 | 0.58 | 0.6 | 0.6 | 0.61 | 0.62 | 327 | 0.3 | 0.068 | 1
2025-10-05 10:00 | 10 | 10 | 0.79 | 0.82 | 0.84 | 0.85 | 0.86 | 0.87 | 333 | 0.3 | 0.073 | 1
2025-10-05 11:00 | 10 | 11 | 0.8 | 0.82 | 0.84 | 0.85 | 0.86 | 0.87 | 333 | 0.3 | 0.061 | 1
2025-10-05 12:00 | 10 | 12 | 0.85 | 0.87 | 0.88 | 0.89 | 0.89 | 0.9 | 337 | 0.3 | 0.04 | 1
2025-10-05 13:00 | 10 | 13 | 0.96 | 0.98 | 0.99 | 1 | 1.01 | 1.01 | 1 | 0.3 | 0.04 | 1
2025-10-05 14:00 | 10 | 14 | 1.29 | 1.31 | 1.32 | 1.33 | 1.34 | 1.35 | 359 | 0.284 | 0.04 | 1
2025-10-05 15:00 | 10 | 15 | 0.81 | 0.82 | 0.84 | 0.84 | 0.85 | 0.86 | 3 | 0.3 | 0.045 | 1
2025-10-05 16:00 | 10 | 16 | 0.46 | 0.47 | 0.47 | 0.48 | 0.48 | 0.49 | 1 | 0.3 | 0.042 | 1
2025-10-05 17:00 | 10 | 17 | 0.38 | 0.39 | 0.39 | 0.4 | 0.4 | 0.4 | 354 | 0.3 | 0.04 | 1
2025-10-05 18:00 | 10 | 18 | 0.28 | 0.29 | 0.29 | 0.29 | 0.3 | 0.3 | 358 | 0.3 | 0.04 | 1
2025-10-05 19:00 | 10 | 19 | 0.37 | 0.39 | 0.39 | 0.4 | 0.4 | 0.41 | 1 | 0.3 | 0.067 | 1
2025-10-05 20:00 | 10 | 20 | 0.45 | 0.46 | 0.47 | 0.48 | 0.49 | 0.5 | 348 | 0.3 | 0.079 | 1
2025-10-05 21:00 | 10 | 21 | 0.38 | 0.4 | 0.41 | 0.42 | 0.42 | 0.43 | 329 | 0.3 | 0.083 | 1
2025-10-05 22:00 | 10 | 22 | 0.86 | 0.89 | 0.91 | 0.93 | 0.95 | 0.97 | 329 | 0.3 | 0.092 | 1
2025-10-05 23:00 | 10 | 23 | 0.65 | 0.67 | 0.69 | 0.71 | 0.72 | 0.73 | 324 | 0.3 | 0.092 | 1
2025-10-06 00:00 | 10 | 0 | 0.62 | 0.65 | 0.67 | 0.69 | 0.71 | 0.73 | 331 | 0.3 | 0.122 | 1
2025-10-06 01:00 | 10 | 1 | 0.32 | 0.33 | 0.35 | 0.36 | 0.37 | 0.38 | 349 | 0.3 | 0.129 | 1
2025-10-06 02:00 | 10 | 2 | 0.35 | 0.37 | 0.39 | 0.4 | 0.41 | 0.42 | 2 | 0.3 | 0.145 | 1
2025-10-06 03:00 | 10 | 3 | 0.5 | 0.53 | 0.55 | 0.56 | 0.58 | 0.59 | 6 | 0.3 | 0.132 | 1
2025-10-06 04:00 | 10 | 4 | 0.58 | 0.61 | 0.63 | 0.64 | 0.66 | 0.68 | 4 | 0.3 | 0.119 | 1
2025-10-06 05:00 | 10 | 5 | 0.6 | 0.63 | 0.65 | 0.67 | 0.68 | 0.7 | 346 | 0.3 | 0.113 | 1
2025-10-06 06:00 | 10 | 6 | 0.56 | 0.59 | 0.61 | 0.62 | 0.63 | 0.65 | 349 | 0.3 | 0.11 | 1
2025-10-06 07:00 | 10 | 7 | 0.66 | 0.69 | 0.71 | 0.73 | 0.74 | 0.76 | 346 | 0.3 | 0.1 | 1
2025-10-06 08:00 | 10 | 8 | 0.58 | 0.6 | 0.62 | 0.63 | 0.64 | 0.66 | 337 | 0.3 | 0.097 | 1
2025-10-06 09:00 | 10 | 9 | 0.9 | 0.93 | 0.95 | 0.97 | 0.98 | 1 | 346 | 0.3 | 0.072 | 1
2025-10-06 10:00 | 10 | 10 | 0.75 | 0.77 | 0.79 | 0.8 | 0.81 | 0.83 | 346 | 0.3 | 0.069 | 1
2025-10-06 11:00 | 10 | 11 | 0.87 | 0.9 | 0.91 | 0.93 | 0.94 | 0.95 | 341 | 0.3 | 0.065 | 1
2025-10-06 12:00 | 10 | 12 | 1.22 | 1.26 | 1.29 | 1.31 | 1.33 | 1.35 | 345 | 0.249 | 0.077 | 1
2025-10-06 13:00 | 10 | 13 | 1.17 | 1.2 | 1.23 | 1.25 | 1.26 | 1.28 | 336 | 0.293 | 0.069 | 1
2025-10-06 14:00 | 10 | 14 | 1.13 | 1.17 | 1.19 | 1.21 | 1.23 | 1.25 | 339 | 0.294 | 0.073 | 1
2025-10-06 15:00 | 10 | 15 | 0.97 | 0.99 | 1.02 | 1.03 | 1.04 | 1.06 | 337 | 0.3 | 0.069 | 1
2025-10-06 16:00 | 10 | 16 | 1.56 | 1.61 | 1.64 | 1.66 | 1.69 | 1.71 | 334 | 0.228 | 0.071 | 1
2025-10-06 17:00 | 10 | 17 | 1.56 | 1.62 | 1.66 | 1.69 | 1.72 | 1.75 | 334 | 0.23 | 0.087 | 1
2025-10-06 18:00 | 10 | 18 | 1.7 | 1.78 | 1.83 | 1.88 | 1.91 | 1.96 | 331 | 0.234 | 0.105 | 1
2025-10-06 19:00 | 10 | 19 | 1.63 | 1.7 | 1.76 | 1.8 | 1.83 | 1.88 | 338 | 0.234 | 0.106 | 1
2025-10-06 20:00 | 10 | 20 | 0.86 | 0.9 | 0.93 | 0.95 | 0.97 | 0.99 | 335 | 0.3 | 0.106 | 1
2025-10-06 21:00 | 10 | 21 | 1.46 | 1.53 | 1.59 | 1.63 | 1.66 | 1.71 | 341 | 0.219 | 0.119 | 1
2025-10-06 22:00 | 10 | 22 | 1.98 | 2.08 | 2.16 | 2.22 | 2.27 | 2.34 | 351 | 0.189 | 0.126 | 1
2025-10-06 23:00 | 10 | 23 | 2.8 | 2.96 | 3.08 | 3.17 | 3.26 | 3.36 | 356 | 0.162 | 0.139 | 1
2025-10-07 00:00 | 10 | 0 | 2.71 | 2.86 | 2.97 | 3.06 | 3.14 | 3.23 | 356 | 0.173 | 0.134 | 1
2025-10-07 01:00 | 10 | 1 | 2.79 | 2.94 | 3.05 | 3.13 | 3.21 | 3.3 | 347 | 0.167 | 0.128 | 1
2025-10-07 02:00 | 10 | 2 | 3.55 | 3.73 | 3.87 | 3.98 | 4.07 | 4.19 | 345 | 0.146 | 0.125 | 1
2025-10-07 03:00 | 10 | 3 | 3.9 | 4.11 | 4.26 | 4.38 | 4.49 | 4.62 | 350 | 0.12 | 0.127 | 1
2025-10-07 04:00 | 10 | 4 | 4.06 | 4.28 | 4.45 | 4.58 | 4.69 | 4.82 | 340 | 0.109 | 0.13 | 1
2025-10-07 05:00 | 10 | 5 | 3.61 | 3.81 | 3.95 | 4.07 | 4.17 | 4.29 | 340 | 0.15 | 0.131 | 1
2025-10-07 06:00 | 10 | 6 | 3.99 | 4.21 | 4.37 | 4.51 | 4.62 | 4.76 | 334 | 0.138 | 0.134 | 1
2025-10-07 07:00 | 10 | 7 | 2.56 | 2.69 | 2.78 | 2.86 | 2.92 | 3 | 346 | 0.163 | 0.119 | 1
2025-10-07 08:00 | 10 | 8 | 2.43 | 2.55 | 2.63 | 2.7 | 2.76 | 2.83 | 344 | 0.168 | 0.115 | 1
2025-10-07 09:00 | 10 | 9 | 2.58 | 2.69 | 2.78 | 2.84 | 2.9 | 2.97 | 342 | 0.162 | 0.108 | 1
2025-10-07 10:00 | 10 | 10 | 2.41 | 2.52 | 2.6 | 2.67 | 2.73 | 2.8 | 349 | 0.15 | 0.115 | 1
2025-10-07 11:00 | 10 | 11 | 2.08 | 2.17 | 2.23 | 2.28 | 2.33 | 2.38 | 345 | 0.165 | 0.104 | 1
2025-10-07 12:00 | 10 | 12 | 2.11 | 2.19 | 2.25 | 2.29 | 2.33 | 2.37 | 348 | 0.156 | 0.088 | 1
2025-10-07 13:00 | 10 | 13 | 2.66 | 2.76 | 2.83 | 2.89 | 2.94 | 3 | 354 | 0.182 | 0.091 | 1
2025-10-07 14:00 | 10 | 14 | 3.05 | 3.15 | 3.22 | 3.27 | 3.32 | 3.38 | 345 | 0.121 | 0.077 | 1
2025-10-07 15:00 | 10 | 15 | 2.57 | 2.65 | 2.71 | 2.75 | 2.79 | 2.84 | 322 | 0.179 | 0.075 | 1
2025-10-07 16:00 | 10 | 16 | 2.54 | 2.62 | 2.67 | 2.72 | 2.75 | 2.8 | 332 | 0.185 | 0.072 | 1
2025-10-07 17:00 | 10 | 17 | 3.29 | 3.41 | 3.5 | 3.57 | 3.64 | 3.71 | 343 | 0.137 | 0.092 | 1
2025-10-07 18:00 | 10 | 18 | 3.13 | 3.23 | 3.31 | 3.37 | 3.42 | 3.49 | 341 | 0.15 | 0.082 | 1
2025-10-07 19:00 | 10 | 19 | 3.45 | 3.55 | 3.63 | 3.7 | 3.75 | 3.81 | 336 | 0.138 | 0.076 | 1
2025-10-07 20:00 | 10 | 20 | 2.7 | 2.77 | 2.82 | 2.86 | 2.89 | 2.93 | 339 | 0.152 | 0.063 | 1
2025-10-07 21:00 | 10 | 21 | 3.03 | 3.11 | 3.17 | 3.22 | 3.26 | 3.31 | 339 | 0.172 | 0.066 | 1
2025-10-07 22:00 | 10 | 22 | 3.05 | 3.15 | 3.22 | 3.27 | 3.32 | 3.38 | 343 | 0.162 | 0.078 | 1
2025-10-07 23:00 | 10 | 23 | 2.91 | 3.03 | 3.12 | 3.2 | 3.26 | 3.33 | 347 | 0.189 | 0.102 | 1
2025-10-08 00:00 | 10 | 0 | 3.3 | 3.44 | 3.54 | 3.62 | 3.69 | 3.77 | 6 | 0.147 | 0.101 | 1
2025-10-08 01:00 | 10 | 1 | 3.7 | 3.83 | 3.93 | 4 | 4.06 | 4.14 | 8 | 0.148 | 0.084 | 1
2025-10-08 02:00 | 10 | 2 | 3.97 | 4.16 | 4.29 | 4.41 | 4.5 | 4.61 | 13 | 0.128 | 0.114 | 1
2025-10-08 03:00 | 10 | 3 | 4.52 | 4.72 | 4.87 | 4.99 | 5.09 | 5.21 | 15 | 0.1 | 0.108 | 1
2025-10-08 04:00 | 10 | 4 | 4.6 | 4.81 | 4.97 | 5.09 | 5.2 | 5.33 | 12 | 0.148 | 0.112 | 1
2025-10-08 05:00 | 10 | 5 | 3.74 | 3.92 | 4.05 | 4.16 | 4.25 | 4.36 | 18 | 0.155 | 0.116 | 1
2025-10-08 06:00 | 10 | 6 | 3.8 | 3.98 | 4.11 | 4.22 | 4.31 | 4.42 | 16 | 0.139 | 0.115 | 1
2025-10-08 07:00 | 10 | 7 | 3.14 | 3.29 | 3.41 | 3.49 | 3.57 | 3.66 | 23 | 0.155 | 0.116 | 1
2025-10-08 08:00 | 10 | 8 | 2.61 | 2.74 | 2.84 | 2.92 | 2.98 | 3.06 | 21 | 0.153 | 0.119 | 1
2025-10-08 09:00 | 10 | 9 | 3.57 | 3.74 | 3.86 | 3.97 | 4.05 | 4.16 | 8 | 0.124 | 0.116 | 1
2025-10-08 10:00 | 10 | 10 | 3.44 | 3.62 | 3.75 | 3.86 | 3.95 | 4.06 | 14 | 0.126 | 0.125 | 1
2025-10-08 11:00 | 10 | 11 | 3.78 | 3.96 | 4.1 | 4.2 | 4.29 | 4.41 | 3 | 0.117 | 0.117 | 1
2025-10-08 12:00 | 10 | 12 | 3.93 | 4.1 | 4.23 | 4.33 | 4.41 | 4.52 | 3 | 0.115 | 0.105 | 1
2025-10-08 13:00 | 10 | 13 | 3.48 | 3.62 | 3.72 | 3.8 | 3.87 | 3.95 | 346 | 0.144 | 0.096 | 1
2025-10-08 14:00 | 10 | 14 | 3.26 | 3.37 | 3.45 | 3.51 | 3.56 | 3.63 | 345 | 0.13 | 0.079 | 1
2025-10-08 15:00 | 10 | 15 | 3.26 | 3.35 | 3.41 | 3.46 | 3.5 | 3.55 | 358 | 0.16 | 0.064 | 1
2025-10-08 16:00 | 10 | 16 | 2.31 | 2.39 | 2.45 | 2.49 | 2.53 | 2.58 | 359 | 0.168 | 0.085 | 1
2025-10-08 17:00 | 10 | 17 | 1.75 | 1.82 | 1.87 | 1.91 | 1.94 | 1.99 | 356 | 0.233 | 0.098 | 1
2025-10-08 18:00 | 10 | 18 | 1.19 | 1.24 | 1.28 | 1.3 | 1.33 | 1.36 | 358 | 0.282 | 0.102 | 1
2025-10-08 19:00 | 10 | 19 | 1.09 | 1.15 | 1.19 | 1.22 | 1.25 | 1.29 | 350 | 0.285 | 0.127 | 1
2025-10-08 20:00 | 10 | 20 | 0.99 | 1.05 | 1.09 | 1.12 | 1.15 | 1.18 | 356 | 0.299 | 0.133 | 1
2025-10-08 21:00 | 10 | 21 | 0.8 | 0.84 | 0.87 | 0.9 | 0.92 | 0.95 | 351 | 0.3 | 0.127 | 1
2025-10-08 22:00 | 10 | 22 | 0.92 | 0.97 | 1 | 1.03 | 1.05 | 1.08 | 350 | 0.3 | 0.116 | 1
2025-10-08 23:00 | 10 | 23 | 0.79 | 0.82 | 0.85 | 0.88 | 0.89 | 0.92 | 359 | 0.3 | 0.117 | 1
2025-10-09 00:00 | 10 | 0 | 0.57 | 0.59 | 0.61 | 0.63 | 0.64 | 0.66 | 1 | 0.3 | 0.119 | 1
2025-10-09 01:00 | 10 | 1 | 0.52 | 0.54 | 0.56 | 0.58 | 0.59 | 0.6 | 4 | 0.3 | 0.116 | 1
2025-10-09 02:00 | 10 | 2 | 0.56 | 0.59 | 0.61 | 0.63 | 0.64 | 0.66 | 1 | 0.3 | 0.114 | 1
2025-10-09 03:00 | 10 | 3 | 0.61 | 0.64 | 0.66 | 0.67 | 0.69 | 0.7 | 352 | 0.3 | 0.11 | 1
2025-10-09 04:00 | 10 | 4 | 0.61 | 0.64 | 0.66 | 0.68 | 0.7 | 0.71 | 341 | 0.3 | 0.126 | 1
2025-10-09 05:00 | 10 | 5 | 0.89 | 0.93 | 0.97 | 1 | 1.02 | 1.05 | 342 | 0.3 | 0.127 | 1
2025-10-09 06:00 | 10 | 6 | 0.85 | 0.89 | 0.92 | 0.94 | 0.96 | 0.99 | 346 | 0.3 | 0.11 | 1
2025-10-09 07:00 | 10 | 7 | 0.47 | 0.49 | 0.5 | 0.51 | 0.52 | 0.53 | 349 | 0.3 | 0.08 | 1
2025-10-09 08:00 | 10 | 8 | 0.94 | 0.96 | 0.98 | 1 | 1.01 | 1.03 | 355 | 0.3 | 0.067 | 1
2025-10-09 09:00 | 10 | 9 | 1.23 | 1.27 | 1.3 | 1.33 | 1.35 | 1.37 | 9 | 0.263 | 0.085 | 1
2025-10-09 10:00 | 10 | 10 | 1.48 | 1.53 | 1.57 | 1.6 | 1.63 | 1.66 | 3 | 0.251 | 0.086 | 1
2025-10-09 11:00 | 10 | 11 | 1.23 | 1.27 | 1.29 | 1.32 | 1.34 | 1.36 | 352 | 0.257 | 0.079 | 1
2025-10-09 12:00 | 10 | 12 | 0.95 | 0.98 | 1.01 | 1.02 | 1.04 | 1.06 | 348 | 0.3 | 0.078 | 1
2025-10-09 13:00 | 10 | 13 | 1.62 | 1.66 | 1.7 | 1.73 | 1.75 | 1.78 | 337 | 0.218 | 0.073 | 1
2025-10-09 14:00 | 10 | 14 | 2.19 | 2.24 | 2.29 | 2.32 | 2.35 | 2.38 | 328 | 0.206 | 0.065 | 1
2025-10-09 15:00 | 10 | 15 | 1.6 | 1.64 | 1.66 | 1.68 | 1.7 | 1.72 | 322 | 0.259 | 0.052 | 1
2025-10-09 16:00 | 10 | 16 | 1.43 | 1.46 | 1.48 | 1.5 | 1.51 | 1.53 | 325 | 0.244 | 0.051 | 1
2025-10-09 17:00 | 10 | 17 | 1.64 | 1.7 | 1.73 | 1.76 | 1.79 | 1.82 | 343 | 0.2 | 0.078 | 1
2025-10-09 18:00 | 10 | 18 | 1.81 | 1.88 | 1.93 | 1.97 | 2 | 2.04 | 338 | 0.195 | 0.089 | 1
2025-10-09 19:00 | 10 | 19 | 1.16 | 1.21 | 1.24 | 1.27 | 1.29 | 1.31 | 347 | 0.281 | 0.092 | 1
2025-10-09 20:00 | 10 | 20 | 1.69 | 1.75 | 1.8 | 1.84 | 1.87 | 1.91 | 345 | 0.227 | 0.094 | 1
2025-10-09 21:00 | 10 | 21 | 2.03 | 2.11 | 2.18 | 2.23 | 2.27 | 2.32 | 332 | 0.196 | 0.102 | 1
2025-10-09 22:00 | 10 | 22 | 1.01 | 1.04 | 1.07 | 1.09 | 1.11 | 1.13 | 334 | 0.3 | 0.086 | 1
2025-10-09 23:00 | 10 | 23 | 1.16 | 1.2 | 1.22 | 1.24 | 1.26 | 1.28 | 343 | 0.264 | 0.077 | 1
2025-10-10 00:00 | 10 | 0 | 1.02 | 1.07 | 1.1 | 1.12 | 1.14 | 1.17 | 333 | 0.3 | 0.1 | 1
2025-10-10 01:00 | 10 | 1 | 1.36 | 1.42 | 1.46 | 1.5 | 1.53 | 1.57 | 329 | 0.239 | 0.107 | 1
2025-10-10 02:00 | 10 | 2 | 1.28 | 1.34 | 1.38 | 1.41 | 1.44 | 1.48 | 333 | 0.279 | 0.108 | 1
2025-10-10 03:00 | 10 | 3 | 1.38 | 1.44 | 1.48 | 1.51 | 1.54 | 1.58 | 334 | 0.248 | 0.102 | 1
2025-10-10 04:00 | 10 | 4 | 1.34 | 1.39 | 1.43 | 1.46 | 1.49 | 1.52 | 328 | 0.266 | 0.093 | 1
2025-10-10 05:00 | 10 | 5 | 2.27 | 2.36 | 2.42 | 2.48 | 2.52 | 2.57 | 331 | 0.163 | 0.094 | 1
2025-10-10 06:00 | 10 | 6 | 2.37 | 2.47 | 2.54 | 2.6 | 2.65 | 2.71 | 328 | 0.187 | 0.103 | 1
2025-10-10 07:00 | 10 | 7 | 2.63 | 2.74 | 2.83 | 2.89 | 2.95 | 3.02 | 325 | 0.188 | 0.105 | 1
2025-10-10 08:00 | 10 | 8 | 2.36 | 2.46 | 2.53 | 2.59 | 2.64 | 2.7 | 319 | 0.177 | 0.102 | 1
2025-10-10 09:00 | 10 | 9 | 2.19 | 2.28 | 2.35 | 2.4 | 2.45 | 2.5 | 318 | 0.169 | 0.102 | 1
2025-10-10 10:00 | 10 | 10 | 1.64 | 1.71 | 1.76 | 1.81 | 1.84 | 1.89 | 322 | 0.217 | 0.108 | 1
2025-10-10 11:00 | 10 | 11 | 1.99 | 2.07 | 2.13 | 2.18 | 2.22 | 2.27 | 329 | 0.186 | 0.097 | 1
2025-10-10 12:00 | 10 | 12 | 1.81 | 1.89 | 1.94 | 1.99 | 2.03 | 2.08 | 331 | 0.201 | 0.103 | 1
2025-10-10 13:00 | 10 | 13 | 1.87 | 1.96 | 2.02 | 2.07 | 2.11 | 2.17 | 318 | 0.212 | 0.111 | 1
2025-10-10 14:00 | 10 | 14 | 1.65 | 1.72 | 1.77 | 1.81 | 1.84 | 1.88 | 316 | 0.219 | 0.097 | 1
2025-10-10 15:00 | 10 | 15 | 2.36 | 2.44 | 2.5 | 2.54 | 2.58 | 2.63 | 325 | 0.164 | 0.081 | 1
2025-10-10 16:00 | 10 | 16 | 1.51 | 1.56 | 1.61 | 1.64 | 1.67 | 1.7 | 326 | 0.225 | 0.092 | 1
2025-10-10 17:00 | 10 | 17 | 0.96 | 0.99 | 1.01 | 1.03 | 1.05 | 1.07 | 335 | 0.3 | 0.084 | 1
2025-10-10 18:00 | 10 | 18 | 1.19 | 1.23 | 1.26 | 1.28 | 1.3 | 1.32 | 335 | 0.26 | 0.079 | 1
2025-10-10 19:00 | 10 | 19 | 1.55 | 1.62 | 1.67 | 1.71 | 1.74 | 1.78 | 327 | 0.222 | 0.105 | 1
2025-10-10 20:00 | 10 | 20 | 1.97 | 2.07 | 2.15 | 2.21 | 2.26 | 2.32 | 322 | 0.184 | 0.126 | 1
2025-10-10 21:00 | 10 | 21 | 1.94 | 2.06 | 2.14 | 2.21 | 2.27 | 2.34 | 319 | 0.186 | 0.141 | 1
2025-10-10 22:00 | 10 | 22 | 1.59 | 1.68 | 1.75 | 1.81 | 1.85 | 1.91 | 325 | 0.221 | 0.138 | 1
2025-10-10 23:00 | 10 | 23 | 1.46 | 1.55 | 1.62 | 1.68 | 1.72 | 1.78 | 320 | 0.234 | 0.152 | 1
2025-10-11 00:00 | 10 | 0 | 1.47 | 1.56 | 1.63 | 1.69 | 1.74 | 1.79 | 328 | 0.217 | 0.151 | 1
2025-10-11 01:00 | 10 | 1 | 1.34 | 1.42 | 1.48 | 1.53 | 1.57 | 1.62 | 334 | 0.254 | 0.147 | 1
2025-10-11 02:00 | 10 | 2 | 1.28 | 1.36 | 1.42 | 1.46 | 1.5 | 1.56 | 332 | 0.253 | 0.149 | 1
2025-10-11 03:00 | 10 | 3 | 1.41 | 1.49 | 1.55 | 1.59 | 1.64 | 1.69 | 322 | 0.22 | 0.138 | 1
2025-10-11 04:00 | 10 | 4 | 1.62 | 1.7 | 1.75 | 1.8 | 1.83 | 1.88 | 320 | 0.205 | 0.111 | 1
2025-10-11 05:00 | 10 | 5 | 1.3 | 1.36 | 1.41 | 1.45 | 1.48 | 1.52 | 319 | 0.236 | 0.12 | 1
2025-10-11 06:00 | 10 | 6 | 0.76 | 0.8 | 0.82 | 0.84 | 0.85 | 0.87 | 324 | 0.3 | 0.103 | 1
2025-10-11 07:00 | 10 | 7 | 1.61 | 1.68 | 1.73 | 1.77 | 1.8 | 1.84 | 336 | 0.196 | 0.101 | 1
2025-10-11 08:00 | 10 | 8 | 1.85 | 1.94 | 2 | 2.05 | 2.09 | 2.14 | 337 | 0.187 | 0.111 | 1
2025-10-11 09:00 | 10 | 9 | 1.64 | 1.71 | 1.77 | 1.82 | 1.86 | 1.91 | 351 | 0.229 | 0.115 | 1
2025-10-11 10:00 | 10 | 10 | 2.88 | 2.99 | 3.08 | 3.15 | 3.21 | 3.28 | 356 | 0.161 | 0.1 | 1
2025-10-11 11:00 | 10 | 11 | 4.53 | 4.73 | 4.87 | 4.99 | 5.08 | 5.2 | 345 | 0.135 | 0.105 | 1
2025-10-11 12:00 | 10 | 12 | 5.78 | 6.01 | 6.17 | 6.3 | 6.42 | 6.55 | 349 | 0.108 | 0.095 | 1
2025-10-11 13:00 | 10 | 13 | 6.4 | 6.65 | 6.83 | 6.98 | 7.1 | 7.25 | 352 | 0.094 | 0.094 | 1
2025-10-11 14:00 | 10 | 14 | 5.83 | 6.08 | 6.26 | 6.41 | 6.53 | 6.68 | 343 | 0.12 | 0.103 | 0
2025-10-11 15:00 | 10 | 15 | 4.96 | 5.2 | 5.39 | 5.54 | 5.66 | 5.81 | 347 | 0.14 | 0.121 | 1
2025-10-11 16:00 | 10 | 16 | 4.18 | 4.4 | 4.57 | 4.71 | 4.82 | 4.96 | 355 | 0.09 | 0.13 | 1
2025-10-11 17:00 | 10 | 17 | 3.26 | 3.45 | 3.59 | 3.7 | 3.79 | 3.9 | 7 | 0.127 | 0.136 | 1
2025-10-11 18:00 | 10 | 18 | 3.22 | 3.41 | 3.56 | 3.67 | 3.77 | 3.89 | 8 | 0.136 | 0.144 | 1
2025-10-11 19:00 | 10 | 19 | 3.47 | 3.69 | 3.85 | 3.98 | 4.09 | 4.22 | 7 | 0.163 | 0.149 | 1
2025-10-11 20:00 | 10 | 20 | 4.22 | 4.53 | 4.77 | 4.96 | 5.13 | 5.34 | 3 | 0.138 | 0.179 | 1
2025-10-11 21:00 | 10 | 21 | 3.75 | 4.01 | 4.2 | 4.35 | 4.48 | 4.64 | 5 | 0.126 | 0.161 | 1
2025-10-11 22:00 | 10 | 22 | 4.08 | 4.36 | 4.56 | 4.73 | 4.87 | 5.05 | 344 | 0.142 | 0.16 | 1
2025-10-11 23:00 | 10 | 23 | 4.13 | 4.4 | 4.61 | 4.77 | 4.91 | 5.09 | 340 | 0.144 | 0.159 | 1
2025-10-12 00:00 | 10 | 0 | 3.36 | 3.6 | 3.78 | 3.93 | 4.05 | 4.21 | 334 | 0.136 | 0.171 | 1
2025-10-12 01:00 | 10 | 1 | 3.04 | 3.28 | 3.47 | 3.62 | 3.74 | 3.91 | 337 | 0.165 | 0.19 | 1
2025-10-12 02:00 | 10 | 2 | 2.99 | 3.22 | 3.39 | 3.52 | 3.64 | 3.78 | 336 | 0.174 | 0.177 | 1
2025-10-12 03:00 | 10 | 3 | 2.16 | 2.31 | 2.43 | 2.52 | 2.6 | 2.7 | 331 | 0.182 | 0.166 | 1
2025-10-12 04:00 | 10 | 4 | 1.89 | 2.01 | 2.1 | 2.17 | 2.23 | 2.31 | 322 | 0.167 | 0.15 | 1
2025-10-12 05:00 | 10 | 5 | 1.55 | 1.64 | 1.71 | 1.76 | 1.81 | 1.86 | 324 | 0.206 | 0.142 | 1
2025-10-12 06:00 | 10 | 6 | 1.4 | 1.48 | 1.55 | 1.6 | 1.65 | 1.7 | 333 | 0.222 | 0.149 | 1
2025-10-12 07:00 | 10 | 7 | 1.72 | 1.8 | 1.86 | 1.91 | 1.95 | 2 | 326 | 0.217 | 0.113 | 1
2025-10-12 08:00 | 10 | 8 | 1.9 | 1.98 | 2.04 | 2.08 | 2.12 | 2.17 | 321 | 0.197 | 0.101 | 1
2025-10-12 09:00 | 10 | 9 | 1.86 | 1.94 | 2 | 2.05 | 2.09 | 2.14 | 323 | 0.214 | 0.108 | 1
2025-10-12 10:00 | 10 | 10 | 2.59 | 2.7 | 2.78 | 2.85 | 2.9 | 2.97 | 317 | 0.147 | 0.103 | 1
2025-10-12 11:00 | 10 | 11 | 2.09 | 2.17 | 2.24 | 2.29 | 2.33 | 2.38 | 330 | 0.201 | 0.1 | 1
2025-10-12 12:00 | 10 | 12 | 1.5 | 1.57 | 1.62 | 1.66 | 1.7 | 1.74 | 339 | 0.238 | 0.109 | 1
2025-10-12 13:00 | 10 | 13 | 1.26 | 1.3 | 1.34 | 1.36 | 1.39 | 1.41 | 338 | 0.277 | 0.09 | 1
2025-10-12 14:00 | 10 | 14 | 0.99 | 1.03 | 1.05 | 1.07 | 1.08 | 1.1 | 348 | 0.3 | 0.079 | 1
2025-10-12 15:00 | 10 | 15 | 1.18 | 1.22 | 1.25 | 1.27 | 1.29 | 1.31 | 355 | 0.261 | 0.075 | 0
2025-10-12 16:00 | 10 | 16 | 1.25 | 1.29 | 1.32 | 1.35 | 1.37 | 1.39 | 355 | 0.235 | 0.082 | 1
2025-10-12 17:00 | 10 | 17 | 1.48 | 1.52 | 1.56 | 1.59 | 1.61 | 1.64 | 354 | 0.237 | 0.079 | 1
2025-10-12 18:00 | 10 | 18 | 1.45 | 1.5 | 1.54 | 1.57 | 1.59 | 1.62 | 9 | 0.266 | 0.085 | 1
2025-10-12 19:00 | 10 | 19 | 0.55 | 0.57 | 0.59 | 0.6 | 0.61 | 0.62 | 13 | 0.3 | 0.09 | 1
2025-10-12 20:00 | 10 | 20 | 0.5 | 0.51 | 0.52 | 0.53 | 0.54 | 0.55 | 1 | 0.3 | 0.071 | 1
2025-10-12 21:00 | 10 | 21 | 0.63 | 0.65 | 0.67 | 0.68 | 0.69 | 0.71 | 357 | 0.3 | 0.087 | 1
2025-10-12 22:00 | 10 | 22 | 0.95 | 0.98 | 1.01 | 1.02 | 1.04 | 1.06 | 349 | 0.3 | 0.085 | 1
2025-10-12 23:00 | 10 | 23 | 0.88 | 0.91 | 0.94 | 0.96 | 0.98 | 1.01 | 332 | 0.3 | 0.105 | 1
2025-10-13 00:00 | 10 | 0 | 0.92 | 0.95 | 0.98 | 1 | 1.02 | 1.05 | 306 | 0.3 | 0.102 | 1
2025-10-13 01:00 | 10 | 1 | 0.98 | 1.04 | 1.07 | 1.11 | 1.13 | 1.17 | 311 | 0.3 | 0.129 | 1
2025-10-13 02:00 | 10 | 2 | 0.77 | 0.81 | 0.84 | 0.86 | 0.88 | 0.91 | 312 | 0.3 | 0.126 | 1
2025-10-13 03:00 | 10 | 3 | 0.79 | 0.84 | 0.87 | 0.9 | 0.92 | 0.95 | 317 | 0.3 | 0.138 | 1
2025-10-13 04:00 | 10 | 4 | 1.12 | 1.19 | 1.24 | 1.27 | 1.31 | 1.35 | 323 | 0.292 | 0.138 | 1
2025-10-13 05:00 | 10 | 5 | 1.62 | 1.71 | 1.78 | 1.84 | 1.89 | 1.95 | 327 | 0.207 | 0.141 | 1
2025-10-13 06:00 | 10 | 6 | 1.83 | 1.94 | 2.02 | 2.08 | 2.14 | 2.21 | 349 | 0.22 | 0.139 | 1
2025-10-13 07:00 | 10 | 7 | 1.21 | 1.28 | 1.33 | 1.37 | 1.41 | 1.45 | 357 | 0.272 | 0.14 | 1
2025-10-13 08:00 | 10 | 8 | 1.83 | 1.93 | 2 | 2.06 | 2.11 | 2.17 | 346 | 0.209 | 0.127 | 1
2025-10-13 09:00 | 10 | 9 | 2.05 | 2.14 | 2.21 | 2.27 | 2.32 | 2.38 | 346 | 0.179 | 0.113 | 1
2025-10-13 10:00 | 10 | 10 | 2.23 | 2.35 | 2.44 | 2.51 | 2.57 | 2.65 | 340 | 0.209 | 0.128 | 1
2025-10-13 11:00 | 10 | 11 | 2.35 | 2.48 | 2.58 | 2.65 | 2.72 | 2.8 | 349 | 0.179 | 0.132 | 1
2025-10-13 12:00 | 10 | 12 | 2.87 | 3.03 | 3.15 | 3.25 | 3.34 | 3.44 | 351 | 0.167 | 0.138 | 1
2025-10-13 13:00 | 10 | 13 | 3.31 | 3.49 | 3.63 | 3.74 | 3.83 | 3.94 | 352 | 0.141 | 0.134 | 1
2025-10-13 14:00 | 10 | 14 | 2.58 | 2.72 | 2.82 | 2.9 | 2.97 | 3.06 | 337 | 0.154 | 0.128 | 1
2025-10-13 15:00 | 10 | 15 | 2.27 | 2.4 | 2.49 | 2.56 | 2.62 | 2.7 | 326 | 0.181 | 0.131 | 1
2025-10-13 16:00 | 10 | 16 | 3.16 | 3.31 | 3.43 | 3.52 | 3.59 | 3.69 | 321 | 0.153 | 0.118 | 1
2025-10-13 17:00 | 10 | 17 | 3.17 | 3.34 | 3.46 | 3.57 | 3.65 | 3.76 | 333 | 0.127 | 0.13 | 1
2025-10-13 18:00 | 10 | 18 | 3.65 | 3.86 | 4.03 | 4.16 | 4.27 | 4.4 | 331 | 0.158 | 0.143 | 1
2025-10-13 19:00 | 10 | 19 | 4.24 | 4.52 | 4.72 | 4.89 | 5.03 | 5.2 | 333 | 0.108 | 0.155 | 1
2025-10-13 20:00 | 10 | 20 | 4.56 | 4.85 | 5.07 | 5.25 | 5.4 | 5.59 | 332 | 0.121 | 0.154 | 1
2025-10-13 21:00 | 10 | 21 | 4.87 | 5.2 | 5.44 | 5.63 | 5.79 | 6 | 340 | 0.121 | 0.157 | 1
2025-10-13 22:00 | 10 | 22 | 4.37 | 4.66 | 4.88 | 5.05 | 5.2 | 5.38 | 353 | 0.113 | 0.157 | 1
2025-10-13 23:00 | 10 | 23 | 3.6 | 3.83 | 4.01 | 4.15 | 4.27 | 4.43 | 336 | 0.141 | 0.157 | 1
2025-10-14 00:00 | 10 | 0 | 3.35 | 3.57 | 3.73 | 3.86 | 3.98 | 4.12 | 353 | 0.14 | 0.156 | 1
2025-10-14 01:00 | 10 | 1 | 3.46 | 3.71 | 3.89 | 4.04 | 4.17 | 4.33 | 345 | 0.114 | 0.17 | 1
2025-10-14 02:00 | 10 | 2 | 3.3 | 3.52 | 3.69 | 3.82 | 3.94 | 4.08 | 326 | 0.154 | 0.16 | 1
2025-10-14 03:00 | 10 | 3 | 3.84 | 4.07 | 4.25 | 4.39 | 4.51 | 4.66 | 332 | 0.128 | 0.147 | 1
2025-10-14 04:00 | 10 | 4 | 3.29 | 3.46 | 3.58 | 3.68 | 3.76 | 3.86 | 334 | 0.129 | 0.121 | 1
2025-10-14 05:00 | 10 | 5 | 3.51 | 3.69 | 3.82 | 3.93 | 4.02 | 4.14 | 328 | 0.125 | 0.124 | 1
2025-10-14 06:00 | 10 | 6 | 4.61 | 4.84 | 5.01 | 5.14 | 5.25 | 5.39 | 326 | 0.108 | 0.118 | 1
2025-10-14 07:00 | 10 | 7 | 4.91 | 5.13 | 5.29 | 5.42 | 5.52 | 5.65 | 324 | 0.132 | 0.106 | 1
2025-10-14 08:00 | 10 | 8 | 6.1 | 6.36 | 6.56 | 6.71 | 6.84 | 7.01 | 314 | 0.094 | 0.105 | 1
2025-10-14 09:00 | 10 | 9 | 6.5 | 6.75 | 6.92 | 7.06 | 7.18 | 7.32 | 309 | 0.095 | 0.09 | 1
2025-10-14 10:00 | 10 | 10 | 6.74 | 7.01 | 7.2 | 7.36 | 7.48 | 7.64 | 303 | 0.094 | 0.095 | 1
2025-10-14 11:00 | 10 | 11 | 5.27 | 5.45 | 5.58 | 5.68 | 5.77 | 5.87 | 308 | 0.108 | 0.082 | 1
2025-10-14 12:00 | 10 | 12 | 4.52 | 4.69 | 4.81 | 4.9 | 4.98 | 5.08 | 319 | 0.124 | 0.088 | 1
2025-10-14 13:00 | 10 | 13 | 4.34 | 4.48 | 4.59 | 4.67 | 4.74 | 4.83 | 314 | 0.14 | 0.081 | 1
2025-10-14 14:00 | 10 | 14 | 3.68 | 3.81 | 3.9 | 3.97 | 4.03 | 4.11 | 320 | 0.137 | 0.084 | 0
2025-10-14 15:00 | 10 | 15 | 4.36 | 4.49 | 4.59 | 4.66 | 4.73 | 4.81 | 327 | 0.152 | 0.074 | 1
2025-10-14 16:00 | 10 | 16 | 3.86 | 4.01 | 4.11 | 4.2 | 4.27 | 4.36 | 331 | 0.135 | 0.091 | 1
2025-10-14 17:00 | 10 | 17 | 3.19 | 3.32 | 3.42 | 3.5 | 3.57 | 3.65 | 332 | 0.16 | 0.103 | 1
2025-10-14 18:00 | 10 | 18 | 3.62 | 3.75 | 3.85 | 3.93 | 3.99 | 4.07 | 325 | 0.112 | 0.089 | 1
2025-10-14 19:00 | 10 | 19 | 3.97 | 4.11 | 4.2 | 4.28 | 4.35 | 4.43 | 317 | 0.123 | 0.082 | 1
2025-10-14 20:00 | 10 | 20 | 4.34 | 4.46 | 4.55 | 4.62 | 4.68 | 4.75 | 316 | 0.127 | 0.069 | 1
2025-10-14 21:00 | 10 | 21 | 3.88 | 3.99 | 4.08 | 4.14 | 4.2 | 4.26 | 316 | 0.151 | 0.072 | 1
2025-10-14 22:00 | 10 | 22 | 3.73 | 3.86 | 3.95 | 4.02 | 4.08 | 4.16 | 305 | 0.121 | 0.082 | 1
2025-10-14 23:00 | 10 | 23 | 2.92 | 3.04 | 3.13 | 3.2 | 3.26 | 3.34 | 296 | 0.141 | 0.102 | 1
2025-10-15 00:00 | 10 | 0 | 2.32 | 2.42 | 2.5 | 2.56 | 2.61 | 2.67 | 307 | 0.17 | 0.108 | 1
2025-10-15 01:00 | 10 | 1 | 1.87 | 1.95 | 2.01 | 2.06 | 2.1 | 2.15 | 308 | 0.204 | 0.105 | 1
2025-10-15 02:00 | 10 | 2 | 1.36 | 1.42 | 1.47 | 1.5 | 1.53 | 1.57 | 311 | 0.227 | 0.107 | 1
2025-10-15 03:00 | 10 | 3 | 1.8 | 1.89 | 1.96 | 2.02 | 2.06 | 2.12 | 316 | 0.213 | 0.121 | 0
2025-10-15 04:00 | 10 | 4 | 1.22 | 1.27 | 1.31 | 1.34 | 1.37 | 1.4 | 325 | 0.271 | 0.106 | 1
2025-10-15 05:00 | 10 | 5 | 1.4 | 1.46 | 1.5 | 1.53 | 1.56 | 1.6 | 324 | 0.244 | 0.1 | 1
2025-10-15 06:00 | 10 | 6 | 1.45 | 1.5 | 1.55 | 1.58 | 1.61 | 1.64 | 324 | 0.24 | 0.094 | 1
2025-10-15 07:00 | 10 | 7 | 1.59 | 1.65 | 1.7 | 1.74 | 1.77 | 1.81 | 319 | 0.222 | 0.101 | 1
2025-10-15 08:00 | 10 | 8 | 1.29 | 1.33 | 1.36 | 1.38 | 1.4 | 1.43 | 318 | 0.243 | 0.081 | 1
2025-10-15 09:00 | 10 | 9 | 1.23 | 1.27 | 1.29 | 1.31 | 1.33 | 1.35 | 329 | 0.265 | 0.069 | 1
2025-10-15 10:00 | 10 | 10 | 1.08 | 1.12 | 1.14 | 1.16 | 1.17 | 1.19 | 325 | 0.3 | 0.071 | 1
2025-10-15 11:00 | 10 | 11 | 1.83 | 1.87 | 1.91 | 1.93 | 1.96 | 1.98 | 331 | 0.216 | 0.062 | 1
2025-10-15 12:00 | 10 | 12 | 2.05 | 2.1 | 2.13 | 2.16 | 2.18 | 2.21 | 348 | 0.196 | 0.057 | 1
2025-10-15 13:00 | 10 | 13 | 2.68 | 2.74 | 2.79 | 2.82 | 2.85 | 2.89 | 348 | 0.152 | 0.059 | 1
2025-10-15 14:00 | 10 | 14 | 2.31 | 2.38 | 2.43 | 2.46 | 2.5 | 2.54 | 342 | 0.188 | 0.071 | 1
2025-10-15 15:00 | 10 | 15 | 1.62 | 1.68 | 1.73 | 1.77 | 1.8 | 1.85 | 341 | 0.234 | 0.1 | 1
2025-10-15 16:00 | 10 | 16 | 2.36 | 2.45 | 2.51 | 2.56 | 2.6 | 2.65 | 339 | 0.181 | 0.086 | 1
2025-10-15 17:00 | 10 | 17 | 3.21 | 3.32 | 3.4 | 3.47 | 3.53 | 3.59 | 325 | 0.143 | 0.086 | 1
2025-10-15 18:00 | 10 | 18 | 2.69 | 2.8 | 2.88 | 2.94 | 2.99 | 3.06 | 316 | 0.179 | 0.099 | 1
2025-10-15 19:00 | 10 | 19 | 2.43 | 2.54 | 2.63 | 2.69 | 2.75 | 2.82 | 314 | 0.163 | 0.111 | 1
2025-10-15 20:00 | 10 | 20 | 2.26 | 2.37 | 2.46 | 2.53 | 2.58 | 2.65 | 308 | 0.169 | 0.121 | 1
2025-10-15 21:00 | 10 | 21 | 2.19 | 2.29 | 2.36 | 2.42 | 2.48 | 2.54 | 319 | 0.166 | 0.113 | 1
2025-10-15 22:00 | 10 | 22 | 1.76 | 1.84 | 1.89 | 1.93 | 1.97 | 2.01 | 329 | 0.192 | 0.101 | 1
2025-10-15 23:00 | 10 | 23 | 1.58 | 1.66 | 1.72 | 1.76 | 1.8 | 1.85 | 327 | 0.246 | 0.119 | 1
2025-10-16 00:00 | 10 | 0 | 1.82 | 1.9 | 1.97 | 2.02 | 2.06 | 2.11 | 340 | 0.211 | 0.113 | 1
2025-10-16 01:00 | 10 | 1 | 2.23 | 2.31 | 2.37 | 2.42 | 2.46 | 2.51 | 327 | 0.162 | 0.088 | 1
2025-10-16 02:00 | 10 | 2 | 1.93 | 2 | 2.06 | 2.1 | 2.13 | 2.17 | 331 | 0.166 | 0.09 | 1
2025-10-16 03:00 | 10 | 3 | 2.14 | 2.21 | 2.27 | 2.31 | 2.34 | 2.39 | 336 | 0.185 | 0.082 | 1
2025-10-16 04:00 | 10 | 4 | 1.78 | 1.84 | 1.89 | 1.92 | 1.95 | 1.99 | 331 | 0.214 | 0.086 | 1
2025-10-16 05:00 | 10 | 5 | 1.5 | 1.56 | 1.6 | 1.63 | 1.66 | 1.69 | 334 | 0.241 | 0.089 | 1
2025-10-16 06:00 | 10 | 6 | 1.55 | 1.6 | 1.65 | 1.68 | 1.71 | 1.74 | 321 | 0.229 | 0.088 | 1
2025-10-16 07:00 | 10 | 7 | 1.09 | 1.13 | 1.16 | 1.18 | 1.2 | 1.22 | 319 | 0.283 | 0.088 | 0
2025-10-16 08:00 | 10 | 8 | 0.69 | 0.72 | 0.74 | 0.75 | 0.77 | 0.79 | 306 | 0.3 | 0.1 | 1
2025-10-16 09:00 | 10 | 9 | 1.04 | 1.09 | 1.12 | 1.15 | 1.17 | 1.2 | 306 | 0.254 | 0.111 | 1
2025-10-16 10:00 | 10 | 10 | 1 | 1.05 | 1.09 | 1.12 | 1.14 | 1.18 | 303 | 0.294 | 0.121 | 1
2025-10-16 11:00 | 10 | 11 | 1.17 | 1.23 | 1.27 | 1.31 | 1.33 | 1.37 | 315 | 0.277 | 0.117 | 1
2025-10-16 12:00 | 10 | 12 | 0.9 | 0.94 | 0.97 | 1 | 1.02 | 1.04 | 335 | 0.3 | 0.11 | 1
2025-10-16 13:00 | 10 | 13 | 0.62 | 0.65 | 0.67 | 0.68 | 0.7 | 0.71 | 338 | 0.3 | 0.111 | 1
2025-10-16 14:00 | 10 | 14 | 0.8 | 0.84 | 0.86 | 0.89 | 0.91 | 0.93 | 328 | 0.3 | 0.113 | 1
2025-10-16 15:00 | 10 | 15 | 1.3 | 1.35 | 1.4 | 1.43 | 1.46 | 1.5 | 336 | 0.278 | 0.108 | 1
2025-10-16 16:00 | 10 | 16 | 0.98 | 1.03 | 1.07 | 1.1 | 1.12 | 1.15 | 329 | 0.3 | 0.127 | 1
2025-10-16 17:00 | 10 | 17 | 0.97 | 1.02 | 1.05 | 1.08 | 1.1 | 1.13 | 323 | 0.3 | 0.117 | 1
2025-10-16 18:00 | 10 | 18 | 1.06 | 1.11 | 1.16 | 1.19 | 1.22 | 1.25 | 325 | 0.29 | 0.127 | 1
2025-10-16 19:00 | 10 | 19 | 1.16 | 1.23 | 1.28 | 1.32 | 1.35 | 1.39 | 323 | 0.256 | 0.139 | 1
2025-10-16 20:00 | 10 | 20 | 0.55 | 0.58 | 0.6 | 0.62 | 0.63 | 0.65 | 330 | 0.3 | 0.133 | 1
2025-10-16 21:00 | 10 | 21 | 0.51 | 0.54 | 0.56 | 0.58 | 0.6 | 0.62 | 345 | 0.3 | 0.144 | 1
2025-10-16 22:00 | 10 | 22 | 0.73 | 0.77 | 0.8 | 0.83 | 0.85 | 0.87 | 349 | 0.3 | 0.133 | 1
2025-10-16 23:00 | 10 | 23 | 0.61 | 0.63 | 0.66 | 0.67 | 0.69 | 0.71 | 346 | 0.3 | 0.116 | 1
2025-10-17 00:00 | 10 | 0 | 0.73 | 0.77 | 0.8 | 0.82 | 0.84 | 0.86 | 341 | 0.3 | 0.126 | 1
2025-10-17 01:00 | 10 | 1 | 0.78 | 0.81 | 0.84 | 0.86 | 0.88 | 0.9 | 337 | 0.3 | 0.114 | 1
2025-10-17 02:00 | 10 | 2 | 0.65 | 0.69 | 0.71 | 0.73 | 0.74 | 0.76 | 340 | 0.3 | 0.118 | 1
2025-10-17 03:00 | 10 | 3 | 0.6 | 0.63 | 0.65 | 0.67 | 0.69 | 0.7 | 337 | 0.3 | 0.119 | 1
2025-10-17 04:00 | 10 | 4 | 0.36 | 0.38 | 0.39 | 0.4 | 0.4 | 0.41 | 333 | 0.3 | 0.092 | 1
2025-10-17 05:00 | 10 | 5 | 0.39 | 0.4 | 0.41 | 0.42 | 0.43 | 0.44 | 335 | 0.3 | 0.092 | 1
2025-10-17 06:00 | 10 | 6 | 0.65 | 0.68 | 0.7 | 0.72 | 0.73 | 0.75 | 338 | 0.3 | 0.102 | 1
2025-10-17 07:00 | 10 | 7 | 0.69 | 0.71 | 0.74 | 0.75 | 0.77 | 0.78 | 329 | 0.3 | 0.1 | 1
2025-10-17 08:00 | 10 | 8 | 0.93 | 0.98 | 1.01 | 1.03 | 1.05 | 1.08 | 337 | 0.298 | 0.111 | 1
2025-10-17 09:00 | 10 | 9 | 1.11 | 1.16 | 1.2 | 1.23 | 1.26 | 1.29 | 327 | 0.279 | 0.11 | 1
2025-10-17 10:00 | 10 | 10 | 1.25 | 1.3 | 1.34 | 1.37 | 1.39 | 1.42 | 332 | 0.248 | 0.098 | 1
2025-10-17 11:00 | 10 | 11 | 1.22 | 1.26 | 1.3 | 1.32 | 1.35 | 1.38 | 345 | 0.268 | 0.093 | 1
2025-10-17 12:00 | 10 | 12 | 1.89 | 1.97 | 2.02 | 2.07 | 2.11 | 2.16 | 335 | 0.201 | 0.102 | 1
2025-10-17 13:00 | 10 | 13 | 2.21 | 2.3 | 2.37 | 2.42 | 2.47 | 2.52 | 344 | 0.202 | 0.099 | 1
2025-10-17 14:00 | 10 | 14 | 1.77 | 1.83 | 1.87 | 1.91 | 1.94 | 1.97 | 355 | 0.224 | 0.083 | 1
2025-10-17 15:00 | 10 | 15 | 2.46 | 2.55 | 2.62 | 2.68 | 2.72 | 2.78 | 358 | 0.196 | 0.093 | 1
2025-10-17 16:00 | 10 | 16 | 4.47 | 4.66 | 4.8 | 4.91 | 5 | 5.11 | 355 | 0.109 | 0.101 | 1
2025-10-17 17:00 | 10 | 17 | 3.12 | 3.25 | 3.36 | 3.44 | 3.51 | 3.59 | 349 | 0.167 | 0.107 | 1
2025-10-17 18:00 | 10 | 18 | 3.31 | 3.46 | 3.57 | 3.66 | 3.73 | 3.83 | 346 | 0.157 | 0.11 | 1
2025-10-17 19:00 | 10 | 19 | 3.21 | 3.36 | 3.47 | 3.56 | 3.64 | 3.73 | 358 | 0.148 | 0.114 | 1
2025-10-17 20:00 | 10 | 20 | 3.34 | 3.51 | 3.63 | 3.73 | 3.81 | 3.92 | 351 | 0.154 | 0.12 | 1
2025-10-17 21:00 | 10 | 21 | 2.83 | 2.99 | 3.1 | 3.2 | 3.28 | 3.38 | 346 | 0.167 | 0.135 | 1
2025-10-17 22:00 | 10 | 22 | 2.32 | 2.45 | 2.55 | 2.63 | 2.69 | 2.77 | 343 | 0.169 | 0.136 | 1
2025-10-17 23:00 | 10 | 23 | 2.32 | 2.46 | 2.56 | 2.64 | 2.7 | 2.79 | 336 | 0.186 | 0.137 | 1
2025-10-18 00:00 | 10 | 0 | 3.16 | 3.35 | 3.49 | 3.6 | 3.7 | 3.82 | 345 | 0.171 | 0.143 | 1
2025-10-18 01:00 | 10 | 1 | 3.63 | 3.83 | 3.98 | 4.1 | 4.2 | 4.33 | 333 | 0.128 | 0.133 | 1
2025-10-18 02:00 | 10 | 2 | 3.79 | 4.01 | 4.18 | 4.31 | 4.42 | 4.56 | 327 | 0.134 | 0.141 | 1
2025-10-18 03:00 | 10 | 3 | 4.52 | 4.77 | 4.96 | 5.11 | 5.24 | 5.4 | 324 | 0.133 | 0.135 | 1
2025-10-18 04:00 | 10 | 4 | 3.94 | 4.16 | 4.32 | 4.46 | 4.57 | 4.7 | 326 | 0.134 | 0.134 | 1
2025-10-18 05:00 | 10 | 5 | 4.44 | 4.66 | 4.83 | 4.97 | 5.08 | 5.22 | 327 | 0.137 | 0.123 | 1
2025-10-18 06:00 | 10 | 6 | 4.29 | 4.51 | 4.68 | 4.82 | 4.93 | 5.07 | 322 | 0.141 | 0.127 | 1
2025-10-18 07:00 | 10 | 7 | 4.2 | 4.39 | 4.52 | 4.63 | 4.72 | 4.83 | 319 | 0.121 | 0.106 | 1
2025-10-18 08:00 | 10 | 8 | 3.77 | 3.94 | 4.06 | 4.16 | 4.24 | 4.34 | 327 | 0.149 | 0.106 | 1
2025-10-18 09:00 | 10 | 9 | 3.76 | 3.94 | 4.07 | 4.18 | 4.27 | 4.38 | 343 | 0.11 | 0.116 | 1
2025-10-18 10:00 | 10 | 10 | 4.03 | 4.17 | 4.28 | 4.36 | 4.43 | 4.51 | 345 | 0.121 | 0.087 | 1
2025-10-18 11:00 | 10 | 11 | 4.34 | 4.53 | 4.66 | 4.77 | 4.86 | 4.97 | 337 | 0.12 | 0.102 | 1
2025-10-18 12:00 | 10 | 12 | 5.26 | 5.45 | 5.59 | 5.7 | 5.79 | 5.9 | 332 | 0.108 | 0.087 | 1
2025-10-18 13:00 | 10 | 13 | 5.26 | 5.44 | 5.57 | 5.68 | 5.76 | 5.87 | 324 | 0.107 | 0.084 | 1
2025-10-18 14:00 | 10 | 14 | 6.59 | 6.81 | 6.97 | 7.09 | 7.2 | 7.33 | 322 | 0.111 | 0.081 | 1
2025-10-18 15:00 | 10 | 15 | 5.49 | 5.69 | 5.84 | 5.96 | 6.05 | 6.18 | 316 | 0.129 | 0.089 | 1
2025-10-18 16:00 | 10 | 16 | 4.29 | 4.44 | 4.54 | 4.63 | 4.7 | 4.79 | 324 | 0.153 | 0.082 | 1
2025-10-18 17:00 | 10 | 17 | 2.77 | 2.86 | 2.93 | 2.98 | 3.02 | 3.07 | 322 | 0.178 | 0.079 | 1
2025-10-18 18:00 | 10 | 18 | 1.38 | 1.43 | 1.47 | 1.5 | 1.53 | 1.56 | 338 | 0.22 | 0.094 | 1
2025-10-18 19:00 | 10 | 19 | 0.84 | 0.87 | 0.89 | 0.91 | 0.93 | 0.95 | 337 | 0.3 | 0.097 | 1
2025-10-18 20:00 | 10 | 20 | 0.71 | 0.74 | 0.76 | 0.78 | 0.8 | 0.81 | 343 | 0.3 | 0.098 | 1
2025-10-18 21:00 | 10 | 21 | 0.49 | 0.5 | 0.52 | 0.53 | 0.54 | 0.55 | 342 | 0.3 | 0.087 | 1
2025-10-18 22:00 | 10 | 22 | 0.62 | 0.64 | 0.66 | 0.67 | 0.68 | 0.69 | 335 | 0.3 | 0.087 | 1
2025-10-18 23:00 | 10 | 23 | 1.23 | 1.27 | 1.3 | 1.33 | 1.35 | 1.37 | 333 | 0.263 | 0.082 | 1
2025-10-19 00:00 | 10 | 0 | 1.26 | 1.3 | 1.34 | 1.36 | 1.38 | 1.41 | 338 | 0.296 | 0.089 | 1
2025-10-19 01:00 | 10 | 1 | 0.99 | 1.02 | 1.05 | 1.07 | 1.09 | 1.11 | 339 | 0.3 | 0.09 | 1
2025-10-19 02:00 | 10 | 2 | 1.88 | 1.95 | 2 | 2.04 | 2.08 | 2.12 | 321 | 0.182 | 0.09 | 1
2025-10-19 03:00 | 10 | 3 | 2.23 | 2.3 | 2.34 | 2.38 | 2.41 | 2.45 | 311 | 0.188 | 0.07 | 1
2025-10-19 04:00 | 10 | 4 | 1.77 | 1.81 | 1.85 | 1.87 | 1.9 | 1.92 | 318 | 0.206 | 0.064 | 1
2025-10-19 05:00 | 10 | 5 | 1.98 | 2.03 | 2.06 | 2.08 | 2.1 | 2.13 | 318 | 0.201 | 0.055 | 1
2025-10-19 06:00 | 10 | 6 | 1.67 | 1.71 | 1.74 | 1.76 | 1.78 | 1.8 | 316 | 0.219 | 0.058 | 1
2025-10-19 07:00 | 10 | 7 | 1.87 | 1.91 | 1.94 | 1.96 | 1.98 | 2 | 328 | 0.202 | 0.051 | 1
2025-10-19 08:00 | 10 | 8 | 2.15 | 2.19 | 2.23 | 2.25 | 2.28 | 2.3 | 311 | 0.197 | 0.052 | 1
2025-10-19 09:00 | 10 | 9 | 2.56 | 2.6 | 2.64 | 2.66 | 2.68 | 2.71 | 321 | 0.143 | 0.045 | 1
2025-10-19 10:00 | 10 | 10 | 2.83 | 2.89 | 2.93 | 2.96 | 2.98 | 3.01 | 316 | 0.15 | 0.046 | 1
2025-10-19 11:00 | 10 | 11 | 2.64 | 2.69 | 2.72 | 2.75 | 2.77 | 2.79 | 318 | 0.14 | 0.041 | 1
2025-10-19 12:00 | 10 | 12 | 2.54 | 2.58 | 2.61 | 2.64 | 2.66 | 2.68 | 318 | 0.157 | 0.04 | 1
2025-10-19 13:00 | 10 | 13 | 2.5 | 2.54 | 2.57 | 2.6 | 2.61 | 2.64 | 308 | 0.175 | 0.04 | 1
2025-10-19 14:00 | 10 | 14 | 3.07 | 3.13 | 3.16 | 3.19 | 3.21 | 3.24 | 307 | 0.123 | 0.04 | 1
2025-10-19 15:00 | 10 | 15 | 4.22 | 4.29 | 4.34 | 4.37 | 4.41 | 4.45 | 311 | 0.134 | 0.04 | 1
2025-10-19 16:00 | 10 | 16 | 4.63 | 4.71 | 4.76 | 4.8 | 4.84 | 4.88 | 311 | 0.141 | 0.04 | 1
2025-10-19 17:00 | 10 | 17 | 4.29 | 4.36 | 4.41 | 4.45 | 4.48 | 4.52 | 313 | 0.117 | 0.04 | 1
2025-10-19 18:00 | 10 | 18 | 4.67 | 4.74 | 4.8 | 4.84 | 4.88 | 4.92 | 324 | 0.097 | 0.04 | 1
2025-10-19 19:00 | 10 | 19 | 5.64 | 5.73 | 5.79 | 5.85 | 5.89 | 5.94 | 329 | 0.139 | 0.04 | 1
2025-10-19 20:00 | 10 | 20 | 5.3 | 5.39 | 5.45 | 5.5 | 5.54 | 5.59 | 314 | 0.138 | 0.04 | 1
2025-10-19 21:00 | 10 | 21 | 4.33 | 4.4 | 4.45 | 4.5 | 4.53 | 4.57 | 312 | 0.145 | 0.041 | 1
2025-10-19 22:00 | 10 | 22 | 4.14 | 4.22 | 4.28 | 4.32 | 4.36 | 4.41 | 322 | 0.149 | 0.048 | 1
2025-10-19 23:00 | 10 | 23 | 4.76 | 4.89 | 4.97 | 5.04 | 5.1 | 5.17 | 318 | 0.137 | 0.063 | 1
2025-10-20 00:00 | 10 | 0 | 4.18 | 4.31 | 4.4 | 4.47 | 4.53 | 4.61 | 328 | 0.13 | 0.074 | 1
2025-10-20 01:00 | 10 | 1 | 3.98 | 4.12 | 4.22 | 4.3 | 4.37 | 4.45 | 317 | 0.127 | 0.086 | 1
2025-10-20 02:00 | 10 | 2 | 3.07 | 3.19 | 3.27 | 3.34 | 3.4 | 3.47 | 331 | 0.162 | 0.093 | 1
2025-10-20 03:00 | 10 | 3 | 2.71 | 2.82 | 2.9 | 2.97 | 3.02 | 3.09 | 331 | 0.173 | 0.097 | 1
2025-10-20 04:00 | 10 | 4 | 2.95 | 3.05 | 3.12 | 3.17 | 3.22 | 3.28 | 341 | 0.147 | 0.079 | 1
2025-10-20 05:00 | 10 | 5 | 2.72 | 2.82 | 2.89 | 2.94 | 2.99 | 3.04 | 341 | 0.187 | 0.084 | 1
2025-10-20 06:00 | 10 | 6 | 1.52 | 1.56 | 1.6 | 1.62 | 1.64 | 1.67 | 333 | 0.246 | 0.07 | 1
2025-10-20 07:00 | 10 | 7 | 1.51 | 1.55 | 1.57 | 1.59 | 1.61 | 1.63 | 322 | 0.239 | 0.056 | 1
2025-10-20 08:00 | 10 | 8 | 1.26 | 1.28 | 1.29 | 1.31 | 1.32 | 1.33 | 312 | 0.277 | 0.04 | 1
2025-10-20 09:00 | 10 | 9 | 1.25 | 1.27 | 1.29 | 1.3 | 1.31 | 1.32 | 312 | 0.281 | 0.04 | 1
2025-10-20 10:00 | 10 | 10 | 0.68 | 0.69 | 0.7 | 0.7 | 0.71 | 0.71 | 305 | 0.3 | 0.04 | 0
2025-10-20 11:00 | 10 | 11 | 0.91 | 0.92 | 0.93 | 0.94 | 0.95 | 0.96 | 316 | 0.3 | 0.04 | 1
2025-10-20 12:00 | 10 | 12 | 1.05 | 1.07 | 1.08 | 1.09 | 1.1 | 1.11 | 333 | 0.3 | 0.045 | 1
2025-10-20 13:00 | 10 | 13 | 1.22 | 1.24 | 1.25 | 1.27 | 1.28 | 1.29 | 324 | 0.274 | 0.041 | 1
2025-10-20 14:00 | 10 | 14 | 1.12 | 1.14 | 1.16 | 1.17 | 1.18 | 1.2 | 317 | 0.3 | 0.05 | 1
2025-10-20 15:00 | 10 | 15 | 1.45 | 1.47 | 1.49 | 1.5 | 1.52 | 1.53 | 326 | 0.255 | 0.04 | 1
2025-10-20 16:00 | 10 | 16 | 0.62 | 0.63 | 0.65 | 0.65 | 0.66 | 0.67 | 326 | 0.3 | 0.057 | 1
2025-10-20 17:00 | 10 | 17 | 0.57 | 0.58 | 0.59 | 0.6 | 0.61 | 0.62 | 339 | 0.3 | 0.06 | 1
2025-10-20 18:00 | 10 | 18 | 1.04 | 1.06 | 1.09 | 1.1 | 1.12 | 1.13 | 347 | 0.3 | 0.069 | 1
2025-10-20 19:00 | 10 | 19 | 0.43 | 0.45 | 0.46 | 0.47 | 0.47 | 0.48 | 358 | 0.3 | 0.08 | 1
2025-10-20 20:00 | 10 | 20 | 0.56 | 0.59 | 0.6 | 0.61 | 0.62 | 0.63 | 15 | 0.297 | 0.088 | 1
2025-10-20 21:00 | 10 | 21 | 0.55 | 0.57 | 0.59 | 0.6 | 0.61 | 0.63 | 345 | 0.3 | 0.103 | 1
2025-10-20 22:00 | 10 | 22 | 1.16 | 1.21 | 1.25 | 1.28 | 1.31 | 1.35 | 346 | 0.266 | 0.116 | 1
2025-10-20 23:00 | 10 | 23 | 1.07 | 1.13 | 1.17 | 1.2 | 1.23 | 1.27 | 1 | 0.287 | 0.128 | 1
2025-10-21 00:00 | 10 | 0 | 1.11 | 1.17 | 1.21 | 1.25 | 1.28 | 1.32 | 7 | 0.3 | 0.133 | 1
2025-10-21 01:00 | 10 | 1 | 1.68 | 1.78 | 1.85 | 1.91 | 1.95 | 2.02 | 11 | 0.179 | 0.138 | 0
2025-10-21 02:00 | 10 | 2 | 1.44 | 1.5 | 1.55 | 1.59 | 1.62 | 1.66 | 14 | 0.233 | 0.112 | 1
2025-10-21 03:00 | 10 | 3 | 2.17 | 2.27 | 2.34 | 2.4 | 2.45 | 2.51 | 7 | 0.154 | 0.109 | 1
2025-10-21 04:00 | 10 | 4 | 2.23 | 2.32 | 2.4 | 2.45 | 2.5 | 2.56 | 358 | 0.175 | 0.104 | 1
2025-10-21 05:00 | 10 | 5 | 2.23 | 2.33 | 2.41 | 2.47 | 2.52 | 2.59 | 1 | 0.186 | 0.114 | 1
2025-10-21 06:00 | 10 | 6 | 2.6 | 2.73 | 2.82 | 2.9 | 2.96 | 3.04 | 8 | 0.174 | 0.117 | 1
2025-10-21 07:00 | 10 | 7 | 2.85 | 2.98 | 3.08 | 3.15 | 3.22 | 3.3 | 354 | 0.161 | 0.109 | 1
2025-10-21 08:00 | 10 | 8 | 3.2 | 3.34 | 3.44 | 3.52 | 3.58 | 3.67 | 349 | 0.148 | 0.103 | 1
2025-10-21 09:00 | 10 | 9 | 2.67 | 2.76 | 2.83 | 2.88 | 2.92 | 2.98 | 341 | 0.18 | 0.084 | 1
2025-10-21 10:00 | 10 | 10 | 2.03 | 2.09 | 2.14 | 2.18 | 2.21 | 2.24 | 348 | 0.173 | 0.075 | 1
2025-10-21 11:00 | 10 | 11 | 2.75 | 2.83 | 2.89 | 2.94 | 2.98 | 3.03 | 349 | 0.161 | 0.072 | 1
2025-10-21 12:00 | 10 | 12 | 3.41 | 3.52 | 3.6 | 3.66 | 3.71 | 3.77 | 357 | 0.171 | 0.076 | 1
2025-10-21 13:00 | 10 | 13 | 4.68 | 4.83 | 4.94 | 5.02 | 5.09 | 5.18 | 353 | 0.125 | 0.076 | 1
2025-10-21 14:00 | 10 | 14 | 4.94 | 5.09 | 5.2 | 5.28 | 5.35 | 5.44 | 340 | 0.112 | 0.074 | 1
2025-10-21 15:00 | 10 | 15 | 4.87 | 4.99 | 5.07 | 5.14 | 5.2 | 5.27 | 347 | 0.137 | 0.06 | 1
2025-10-21 16:00 | 10 | 16 | 4.88 | 5.01 | 5.1 | 5.17 | 5.23 | 5.31 | 346 | 0.126 | 0.063 | 1
2025-10-21 17:00 | 10 | 17 | 5.27 | 5.43 | 5.54 | 5.63 | 5.71 | 5.8 | 341 | 0.128 | 0.073 | 1
2025-10-21 18:00 | 10 | 18 | 4.59 | 4.78 | 4.91 | 5.02 | 5.11 | 5.22 | 349 | 0.13 | 0.097 | 1
2025-10-21 19:00 | 10 | 19 | 4.78 | 4.97 | 5.12 | 5.23 | 5.33 | 5.45 | 334 | 0.126 | 0.099 | 1
2025-10-21 20:00 | 10 | 20 | 4.66 | 4.84 | 4.98 | 5.08 | 5.18 | 5.29 | 333 | 0.114 | 0.096 | 1
2025-10-21 21:00 | 10 | 21 | 3.9 | 4.04 | 4.14 | 4.22 | 4.28 | 4.37 | 335 | 0.145 | 0.084 | 1
2025-10-21 22:00 | 10 | 22 | 2.68 | 2.79 | 2.87 | 2.93 | 2.98 | 3.04 | 347 | 0.169 | 0.095 | 1
2025-10-21 23:00 | 10 | 23 | 2.61 | 2.74 | 2.83 | 2.91 | 2.97 | 3.05 | 344 | 0.155 | 0.117 | 1
2025-10-22 00:00 | 10 | 0 | 2.92 | 3.05 | 3.15 | 3.23 | 3.3 | 3.38 | 345 | 0.155 | 0.112 | 1
2025-10-22 01:00 | 10 | 1 | 3.52 | 3.71 | 3.84 | 3.95 | 4.05 | 4.16 | 335 | 0.138 | 0.126 | 1
2025-10-22 02:00 | 10 | 2 | 3.01 | 3.17 | 3.29 | 3.38 | 3.46 | 3.56 | 328 | 0.128 | 0.126 | 1
2025-10-22 03:00 | 10 | 3 | 3.29 | 3.43 | 3.53 | 3.62 | 3.69 | 3.78 | 334 | 0.144 | 0.105 | 1
2025-10-22 04:00 | 10 | 4 | 3.2 | 3.33 | 3.43 | 3.51 | 3.58 | 3.66 | 332 | 0.162 | 0.102 | 1
2025-10-22 05:00 | 10 | 5 | 3.46 | 3.6 | 3.71 | 3.79 | 3.86 | 3.95 | 329 | 0.126 | 0.101 | 1
2025-10-22 06:00 | 10 | 6 | 2.82 | 2.92 | 2.99 | 3.05 | 3.1 | 3.17 | 323 | 0.177 | 0.089 | 1
2025-10-22 07:00 | 10 | 7 | 2.93 | 3.03 | 3.11 | 3.16 | 3.21 | 3.27 | 325 | 0.128 | 0.082 | 1
2025-10-22 08:00 | 10 | 8 | 2.86 | 2.95 | 3.02 | 3.07 | 3.12 | 3.17 | 326 | 0.189 | 0.077 | 1
2025-10-22 09:00 | 10 | 9 | 3.03 | 3.1 | 3.16 | 3.2 | 3.24 | 3.28 | 334 | 0.162 | 0.061 | 1
2025-10-22 10:00 | 10 | 10 | 4.07 | 4.18 | 4.26 | 4.32 | 4.38 | 4.44 | 339 | 0.126 | 0.065 | 1
2025-10-22 11:00 | 10 | 11 | 3.51 | 3.6 | 3.67 | 3.72 | 3.76 | 3.82 | 329 | 0.155 | 0.064 | 1
2025-10-22 12:00 | 10 | 12 | 3.5 | 3.59 | 3.65 | 3.7 | 3.74 | 3.8 | 328 | 0.156 | 0.063 | 1
2025-10-22 13:00 | 10 | 13 | 3.18 | 3.26 | 3.32 | 3.36 | 3.4 | 3.45 | 314 | 0.146 | 0.063 | 1
2025-10-22 14:00 | 10 | 14 | 3.29 | 3.37 | 3.43 | 3.48 | 3.51 | 3.56 | 331 | 0.152 | 0.061 | 1
2025-10-22 15:00 | 10 | 15 | 3.35 | 3.43 | 3.49 | 3.54 | 3.58 | 3.64 | 313 | 0.133 | 0.063 | 1
2025-10-22 16:00 | 10 | 16 | 3.85 | 3.98 | 4.07 | 4.14 | 4.2 | 4.28 | 313 | 0.134 | 0.08 | 1
2025-10-22 17:00 | 10 | 17 | 3.3 | 3.38 | 3.44 | 3.48 | 3.52 | 3.56 | 306 | 0.135 | 0.058 | 1
2025-10-22 18:00 | 10 | 18 | 2.65 | 2.73 | 2.78 | 2.83 | 2.86 | 2.91 | 310 | 0.146 | 0.068 | 1
2025-10-22 19:00 | 10 | 19 | 2.98 | 3.09 | 3.16 | 3.22 | 3.27 | 3.33 | 319 | 0.154 | 0.084 | 1
2025-10-22 20:00 | 10 | 20 | 2.48 | 2.59 | 2.68 | 2.75 | 2.81 | 2.88 | 320 | 0.172 | 0.115 | 1
2025-10-22 21:00 | 10 | 21 | 2.98 | 3.13 | 3.24 | 3.33 | 3.4 | 3.5 | 332 | 0.175 | 0.12 | 1
2025-10-22 22:00 | 10 | 22 | 3.22 | 3.36 | 3.45 | 3.53 | 3.59 | 3.67 | 330 | 0.138 | 0.098 | 1
2025-10-22 23:00 | 10 | 23 | 3.42 | 3.56 | 3.66 | 3.74 | 3.81 | 3.9 | 351 | 0.14 | 0.099 | 1
2025-10-23 00:00 | 10 | 0 | 1.92 | 1.99 | 2.05 | 2.09 | 2.12 | 2.17 | 351 | 0.203 | 0.093 | 1
2025-10-23 01:00 | 10 | 1 | 2.43 | 2.52 | 2.58 | 2.62 | 2.66 | 2.71 | 358 | 0.179 | 0.082 | 1
2025-10-23 02:00 | 10 | 2 | 2.73 | 2.81 | 2.87 | 2.91 | 2.95 | 2.99 | 14 | 0.173 | 0.069 | 1
2025-10-23 03:00 | 10 | 3 | 2.68 | 2.76 | 2.81 | 2.86 | 2.89 | 2.93 | 11 | 0.17 | 0.068 | 1
2025-10-23 04:00 | 10 | 4 | 2.47 | 2.56 | 2.63 | 2.69 | 2.74 | 2.8 | 8 | 0.178 | 0.095 | 1
2025-10-23 05:00 | 10 | 5 | 2.7 | 2.8 | 2.88 | 2.94 | 2.99 | 3.05 | 6 | 0.134 | 0.093 | 1
2025-10-23 06:00 | 10 | 6 | 2.56 | 2.63 | 2.68 | 2.72 | 2.75 | 2.79 | 9 | 0.176 | 0.067 | 1
2025-10-23 07:00 | 10 | 7 | 2.3 | 2.38 | 2.43 | 2.48 | 2.51 | 2.56 | 4 | 0.193 | 0.08 | 1
2025-10-23 08:00 | 10 | 8 | 2.04 | 2.11 | 2.15 | 2.19 | 2.22 | 2.26 | 351 | 0.195 | 0.075 | 1
2025-10-23 09:00 | 10 | 9 | 2.73 | 2.83 | 2.91 | 2.97 | 3.02 | 3.08 | 343 | 0.15 | 0.091 | 1
2025-10-23 10:00 | 10 | 10 | 3.51 | 3.64 | 3.74 | 3.81 | 3.88 | 3.96 | 343 | 0.139 | 0.091 | 1
2025-10-23 11:00 | 10 | 11 | 2.74 | 2.83 | 2.9 | 2.95 | 3 | 3.05 | 340 | 0.142 | 0.08 | 1
2025-10-23 12:00 | 10 | 12 | 4.1 | 4.24 | 4.35 | 4.43 | 4.49 | 4.58 | 346 | 0.111 | 0.083 | 0
2025-10-23 13:00 | 10 | 13 | 4.24 | 4.38 | 4.48 | 4.56 | 4.63 | 4.71 | 341 | 0.125 | 0.081 | 1
2025-10-23 14:00 | 10 | 14 | 4.11 | 4.26 | 4.37 | 4.46 | 4.53 | 4.63 | 349 | 0.128 | 0.091 | 1
2025-10-23 15:00 | 10 | 15 | 4.44 | 4.61 | 4.73 | 4.83 | 4.91 | 5.01 | 349 | 0.139 | 0.092 | 1
2025-10-23 16:00 | 10 | 16 | 4.19 | 4.34 | 4.45 | 4.54 | 4.61 | 4.7 | 352 | 0.127 | 0.087 | 1
2025-10-23 17:00 | 10 | 17 | 4.53 | 4.68 | 4.78 | 4.87 | 4.94 | 5.03 | 346 | 0.087 | 0.08 | 1
2025-10-23 18:00 | 10 | 18 | 3.98 | 4.12 | 4.22 | 4.3 | 4.36 | 4.45 | 339 | 0.142 | 0.084 | 1
2025-10-23 19:00 | 10 | 19 | 3.9 | 4.04 | 4.14 | 4.22 | 4.28 | 4.37 | 334 | 0.119 | 0.085 | 1
2025-10-23 20:00 | 10 | 20 | 2.75 | 2.88 | 2.97 | 3.04 | 3.1 | 3.18 | 332 | 0.177 | 0.109 | 1
2025-10-23 21:00 | 10 | 21 | 2.72 | 2.84 | 2.93 | 3 | 3.06 | 3.13 | 328 | 0.174 | 0.108 | 1
2025-10-23 22:00 | 10 | 22 | 2.76 | 2.86 | 2.92 | 2.98 | 3.02 | 3.08 | 323 | 0.167 | 0.083 | 1
2025-10-23 23:00 | 10 | 23 | 2.8 | 2.89 | 2.95 | 3 | 3.05 | 3.1 | 325 | 0.172 | 0.077 | 1
2025-10-24 00:00 | 10 | 0 | 2.25 | 2.31 | 2.36 | 2.4 | 2.42 | 2.46 | 326 | 0.171 | 0.067 | 1
2025-10-24 01:00 | 10 | 1 | 1.38 | 1.42 | 1.45 | 1.47 | 1.49 | 1.51 | 336 | 0.271 | 0.072 | 1
2025-10-24 02:00 | 10 | 2 | 1.01 | 1.04 | 1.07 | 1.08 | 1.1 | 1.12 | 339 | 0.3 | 0.079 | 1
2025-10-24 03:00 | 10 | 3 | 1.31 | 1.36 | 1.39 | 1.42 | 1.44 | 1.47 | 341 | 0.271 | 0.086 | 1
2025-10-24 04:00 | 10 | 4 | 1.63 | 1.69 | 1.73 | 1.76 | 1.79 | 1.82 | 354 | 0.216 | 0.083 | 1
2025-10-24 05:00 | 10 | 5 | 1.75 | 1.81 | 1.85 | 1.88 | 1.91 | 1.94 | 342 | 0.207 | 0.078 | 1
2025-10-24 06:00 | 10 | 6 | 2.01 | 2.08 | 2.14 | 2.18 | 2.22 | 2.27 | 340 | 0.174 | 0.092 | 1
2025-10-24 07:00 | 10 | 7 | 1.93 | 2 | 2.05 | 2.1 | 2.13 | 2.17 | 326 | 0.197 | 0.09 | 0
2025-10-24 08:00 | 10 | 8 | 2.94 | 3.06 | 3.15 | 3.22 | 3.28 | 3.35 | 333 | 0.161 | 0.098 | 1
2025-10-24 09:00 | 10 | 9 | 3.75 | 3.93 | 4.07 | 4.17 | 4.26 | 4.38 | 338 | 0.133 | 0.116 | 1
2025-10-24 10:00 | 10 | 10 | 2.86 | 3 | 3.1 | 3.18 | 3.25 | 3.34 | 346 | 0.177 | 0.117 | 1
2025-10-24 11:00 | 10 | 11 | 2.01 | 2.09 | 2.14 | 2.19 | 2.22 | 2.27 | 341 | 0.198 | 0.092 | 1
2025-10-24 12:00 | 10 | 12 | 2.02 | 2.09 | 2.14 | 2.18 | 2.21 | 2.26 | 337 | 0.218 | 0.084 | 1
2025-10-24 13:00 | 10 | 13 | 2.69 | 2.76 | 2.82 | 2.86 | 2.89 | 2.94 | 330 | 0.165 | 0.066 | 1
2025-10-24 14:00 | 10 | 14 | 2.87 | 2.95 | 3.01 | 3.05 | 3.08 | 3.13 | 337 | 0.139 | 0.064 | 1
2025-10-24 15:00 | 10 | 15 | 2.88 | 2.96 | 3.02 | 3.06 | 3.1 | 3.14 | 333 | 0.139 | 0.066 | 1
2025-10-24 16:00 | 10 | 16 | 2.87 | 2.98 | 3.05 | 3.11 | 3.16 | 3.22 | 340 | 0.157 | 0.086 | 1
2025-10-24 17:00 | 10 | 17 | 2.92 | 3.05 | 3.14 | 3.21 | 3.27 | 3.34 | 339 | 0.162 | 0.101 | 1
2025-10-24 18:00 | 10 | 18 | 2.14 | 2.24 | 2.31 | 2.37 | 2.42 | 2.48 | 344 | 0.182 | 0.112 | 1
2025-10-24 19:00 | 10 | 19 | 1.71 | 1.78 | 1.83 | 1.87 | 1.9 | 1.94 | 343 | 0.203 | 0.096 | 1
2025-10-24 20:00 | 10 | 20 | 2.08 | 2.16 | 2.22 | 2.27 | 2.31 | 2.36 | 344 | 0.2 | 0.098 | 1
2025-10-24 21:00 | 10 | 21 | 1.94 | 2.02 | 2.08 | 2.13 | 2.17 | 2.22 | 334 | 0.193 | 0.102 | 1
2025-10-24 22:00 | 10 | 22 | 1.65 | 1.72 | 1.77 | 1.81 | 1.84 | 1.88 | 335 | 0.218 | 0.095 | 1
2025-10-24 23:00 | 10 | 23 | 1.41 | 1.48 | 1.52 | 1.56 | 1.59 | 1.62 | 335 | 0.252 | 0.104 | 1
2025-10-25 00:00 | 10 | 0 | 1.63 | 1.7 | 1.75 | 1.8 | 1.83 | 1.87 | 335 | 0.21 | 0.103 | 0
2025-10-25 01:00 | 10 | 1 | 1.41 | 1.47 | 1.52 | 1.55 | 1.58 | 1.62 | 349 | 0.228 | 0.103 | 1
2025-10-25 02:00 | 10 | 2 | 1.8 | 1.88 | 1.94 | 1.99 | 2.03 | 2.08 | 344 | 0.197 | 0.108 | 1
2025-10-25 03:00 | 10 | 3 | 1.81 | 1.9 | 1.97 | 2.03 | 2.07 | 2.13 | 343 | 0.201 | 0.123 | 1
2025-10-25 04:00 | 10 | 4 | 1.28 | 1.35 | 1.4 | 1.44 | 1.47 | 1.52 | 334 | 0.266 | 0.13 | 1
2025-10-25 05:00 | 10 | 5 | 1.29 | 1.36 | 1.42 | 1.46 | 1.5 | 1.55 | 341 | 0.25 | 0.14 | 1
2025-10-25 06:00 | 10 | 6 | 1.59 | 1.67 | 1.74 | 1.79 | 1.83 | 1.89 | 343 | 0.251 | 0.13 | 1
2025-10-25 07:00 | 10 | 7 | 1.89 | 2 | 2.08 | 2.14 | 2.19 | 2.26 | 352 | 0.203 | 0.132 | 1
2025-10-25 08:00 | 10 | 8 | 2.13 | 2.24 | 2.33 | 2.4 | 2.46 | 2.53 | 344 | 0.192 | 0.129 | 1
2025-10-25 09:00 | 10 | 9 | 2.08 | 2.2 | 2.29 | 2.36 | 2.41 | 2.49 | 350 | 0.179 | 0.134 | 1
2025-10-25 10:00 | 10 | 10 | 2.37 | 2.5 | 2.59 | 2.67 | 2.73 | 2.81 | 350 | 0.178 | 0.13 | 1
2025-10-25 11:00 | 10 | 11 | 1.82 | 1.91 | 1.98 | 2.04 | 2.08 | 2.14 | 344 | 0.18 | 0.126 | 1
2025-10-25 12:00 | 10 | 12 | 1.4 | 1.48 | 1.54 | 1.59 | 1.63 | 1.68 | 347 | 0.245 | 0.135 | 1
2025-10-25 13:00 | 10 | 13 | 2.5 | 2.63 | 2.72 | 2.8 | 2.86 | 2.94 | 356 | 0.165 | 0.122 | 1
2025-10-25 14:00 | 10 | 14 | 3.28 | 3.44 | 3.55 | 3.65 | 3.73 | 3.83 | 351 | 0.175 | 0.118 | 1
2025-10-25 15:00 | 10 | 15 | 3.25 | 3.39 | 3.5 | 3.59 | 3.66 | 3.76 | 356 | 0.133 | 0.11 | 1
2025-10-25 16:00 | 10 | 16 | 2.92 | 3.07 | 3.18 | 3.27 | 3.34 | 3.43 | 353 | 0.185 | 0.123 | 1
2025-10-25 17:00 | 10 | 17 | 3.09 | 3.25 | 3.37 | 3.47 | 3.55 | 3.65 | 2 | 0.134 | 0.127 | 1
2025-10-25 18:00 | 10 | 18 | 3.37 | 3.52 | 3.64 | 3.72 | 3.8 | 3.89 | 0 | 0.159 | 0.108 | 1
2025-10-25 19:00 | 10 | 19 | 2.46 | 2.58 | 2.66 | 2.73 | 2.78 | 2.85 | 355 | 0.169 | 0.111 | 1
2025-10-25 20:00 | 10 | 20 | 2.07 | 2.18 | 2.26 | 2.32 | 2.38 | 2.45 | 348 | 0.204 | 0.127 | 1
2025-10-25 21:00 | 10 | 21 | 2.54 | 2.67 | 2.77 | 2.84 | 2.91 | 2.99 | 343 | 0.145 | 0.122 | 1
2025-10-25 22:00 | 10 | 22 | 3.34 | 3.51 | 3.63 | 3.73 | 3.82 | 3.92 | 357 | 0.121 | 0.123 | 1
2025-10-25 23:00 | 10 | 23 | 3.41 | 3.59 | 3.72 | 3.83 | 3.91 | 4.02 | 351 | 0.148 | 0.125 | 1
2025-10-26 00:00 | 10 | 0 | 3.39 | 3.57 | 3.71 | 3.82 | 3.91 | 4.02 | 339 | 0.139 | 0.129 | 1
2025-10-26 01:00 | 10 | 1 | 3.36 | 3.54 | 3.67 | 3.78 | 3.87 | 3.98 | 355 | 0.132 | 0.129 | 1
2025-10-26 02:00 | 10 | 2 | 2.52 | 2.65 | 2.74 | 2.82 | 2.88 | 2.96 | 0 | 0.173 | 0.124 | 1
2025-10-26 03:00 | 10 | 3 | 3.86 | 4.08 | 4.24 | 4.37 | 4.48 | 4.61 | 345 | 0.149 | 0.134 | 1
2025-10-26 04:00 | 10 | 4 | 4 | 4.23 | 4.41 | 4.55 | 4.66 | 4.81 | 5 | 0.149 | 0.139 | 1
2025-10-26 05:00 | 10 | 5 | 3.83 | 4.04 | 4.2 | 4.32 | 4.43 | 4.56 | 3 | 0.124 | 0.132 | 1
2025-10-26 06:00 | 10 | 6 | 3.81 | 4.03 | 4.19 | 4.32 | 4.43 | 4.56 | 6 | 0.143 | 0.136 | 1
2025-10-26 07:00 | 10 | 7 | 4.67 | 4.91 | 5.09 | 5.24 | 5.36 | 5.52 | 5 | 0.113 | 0.127 | 1
2025-10-26 08:00 | 10 | 8 | 5.89 | 6.21 | 6.45 | 6.64 | 6.8 | 7 | 5 | 0.101 | 0.13 | 1
2025-10-26 09:00 | 10 | 9 | 6 | 6.35 | 6.6 | 6.8 | 6.97 | 7.19 | 14 | 0.104 | 0.136 | 1
2025-10-26 10:00 | 10 | 10 | 7.29 | 7.64 | 7.9 | 8.1 | 8.28 | 8.49 | 359 | 0.112 | 0.115 | 1
2025-10-26 11:00 | 10 | 11 | 7.58 | 7.98 | 8.28 | 8.52 | 8.72 | 8.97 | 355 | 0.108 | 0.128 | 1
2025-10-26 12:00 | 10 | 12 | 8.59 | 8.98 | 9.27 | 9.49 | 9.69 | 9.93 | 356 | 0.128 | 0.109 | 1
2025-10-26 13:00 | 10 | 13 | 7.83 | 8.2 | 8.47 | 8.69 | 8.87 | 9.1 | 356 | 0.119 | 0.113 | 1
2025-10-26 14:00 | 10 | 14 | 6.62 | 6.92 | 7.14 | 7.31 | 7.46 | 7.64 | 343 | 0.099 | 0.109 | 1
2025-10-26 15:00 | 10 | 15 | 6.55 | 6.87 | 7.11 | 7.3 | 7.46 | 7.66 | 339 | 0.113 | 0.119 | 1
2025-10-26 16:00 | 10 | 16 | 5.98 | 6.3 | 6.54 | 6.73 | 6.89 | 7.09 | 336 | 0.088 | 0.129 | 1
2025-10-26 17:00 | 10 | 17 | 5.24 | 5.51 | 5.72 | 5.89 | 6.02 | 6.2 | 324 | 0.111 | 0.128 | 1
2025-10-26 18:00 | 10 | 18 | 4.5 | 4.74 | 4.91 | 5.05 | 5.17 | 5.31 | 322 | 0.128 | 0.125 | 1
2025-10-26 19:00 | 10 | 19 | 4.66 | 4.9 | 5.08 | 5.23 | 5.35 | 5.5 | 341 | 0.115 | 0.124 | 1
2025-10-26 20:00 | 10 | 20 | 4.39 | 4.62 | 4.8 | 4.93 | 5.05 | 5.2 | 346 | 0.117 | 0.128 | 1
2025-10-26 21:00 | 10 | 21 | 3.78 | 3.97 | 4.11 | 4.22 | 4.31 | 4.43 | 356 | 0.126 | 0.119 | 1
2025-10-26 22:00 | 10 | 22 | 3.13 | 3.29 | 3.41 | 3.51 | 3.59 | 3.69 | 357 | 0.145 | 0.126 | 1
2025-10-26 23:00 | 10 | 23 | 2.07 | 2.16 | 2.22 | 2.27 | 2.32 | 2.37 | 3 | 0.197 | 0.105 | 1
2025-10-27 00:00 | 10 | 0 | 2.28 | 2.39 | 2.48 | 2.54 | 2.6 | 2.67 | 6 | 0.165 | 0.121 | 1
2025-10-27 01:00 | 10 | 1 | 2.35 | 2.47 | 2.56 | 2.63 | 2.69 | 2.76 | 358 | 0.162 | 0.124 | 1
2025-10-27 02:00 | 10 | 2 | 2.21 | 2.32 | 2.41 | 2.47 | 2.53 | 2.6 | 357 | 0.18 | 0.12 | 1
2025-10-27 03:00 | 10 | 3 | 2.53 | 2.66 | 2.76 | 2.83 | 2.9 | 2.98 | 354 | 0.156 | 0.124 | 1
2025-10-27 04:00 | 10 | 4 | 3.19 | 3.36 | 3.49 | 3.59 | 3.67 | 3.78 | 344 | 0.127 | 0.129 | 1
2025-10-27 05:00 | 10 | 5 | 2.93 | 3.1 | 3.23 | 3.33 | 3.42 | 3.52 | 346 | 0.118 | 0.139 | 1
2025-10-27 06:00 | 10 | 6 | 2.24 | 2.37 | 2.46 | 2.54 | 2.6 | 2.68 | 343 | 0.173 | 0.137 | 1
2025-10-27 07:00 | 10 | 7 | 2.21 | 2.3 | 2.38 | 2.43 | 2.48 | 2.54 | 329 | 0.16 | 0.106 | 1
2025-10-27 08:00 | 10 | 8 | 2.01 | 2.11 | 2.18 | 2.24 | 2.29 | 2.35 | 328 | 0.181 | 0.117 | 1
2025-10-27 09:00 | 10 | 9 | 1.74 | 1.82 | 1.89 | 1.94 | 1.98 | 2.04 | 334 | 0.189 | 0.121 | 1
2025-10-27 10:00 | 10 | 10 | 1.19 | 1.25 | 1.3 | 1.33 | 1.36 | 1.4 | 349 | 0.26 | 0.122 | 1
2025-10-27 11:00 | 10 | 11 | 0.97 | 1.01 | 1.04 | 1.06 | 1.08 | 1.1 | 1 | 0.3 | 0.096 | 1
2025-10-27 12:00 | 10 | 12 | 0.87 | 0.9 | 0.92 | 0.94 | 0.95 | 0.97 | 359 | 0.3 | 0.085 | 1
2025-10-27 13:00 | 10 | 13 | 0.67 | 0.69 | 0.71 | 0.72 | 0.73 | 0.75 | 28 | 0.3 | 0.082 | 1
2025-10-27 14:00 | 10 | 14 | 0.9 | 0.93 | 0.95 | 0.96 | 0.98 | 0.99 | 25 | 0.3 | 0.077 | 1
2025-10-27 15:00 | 10 | 15 | 0.83 | 0.86 | 0.89 | 0.9 | 0.92 | 0.94 | 14 | 0.3 | 0.086 | 1
2025-10-27 16:00 | 10 | 16 | 1.01 | 1.04 | 1.06 | 1.08 | 1.09 | 1.11 | 16 | 0.3 | 0.075 | 1
2025-10-27 17:00 | 10 | 17 | 1.68 | 1.74 | 1.78 | 1.81 | 1.83 | 1.86 | 6 | 0.205 | 0.076 | 1
2025-10-27 18:00 | 10 | 18 | 1.78 | 1.84 | 1.88 | 1.92 | 1.95 | 1.98 | 4 | 0.193 | 0.081 | 1
2025-10-27 19:00 | 10 | 19 | 1.74 | 1.79 | 1.83 | 1.87 | 1.89 | 1.93 | 10 | 0.205 | 0.077 | 1
2025-10-27 20:00 | 10 | 20 | 1.76 | 1.82 | 1.87 | 1.9 | 1.94 | 1.97 | 0 | 0.192 | 0.087 | 1
2025-10-27 21:00 | 10 | 21 | 2.22 | 2.31 | 2.37 | 2.42 | 2.46 | 2.52 | 354 | 0.182 | 0.094 | 1
2025-10-27 22:00 | 10 | 22 | 2.33 | 2.39 | 2.44 | 2.48 | 2.51 | 2.55 | 356 | 0.16 | 0.069 | 0
2025-10-27 23:00 | 10 | 23 | 1.97 | 2.03 | 2.07 | 2.11 | 2.14 | 2.17 | 345 | 0.187 | 0.072 | 1
2025-10-28 00:00 | 10 | 0 | 1.75 | 1.81 | 1.86 | 1.9 | 1.93 | 1.97 | 346 | 0.21 | 0.089 | 1
2025-10-28 01:00 | 10 | 1 | 2.06 | 2.13 | 2.19 | 2.24 | 2.27 | 2.32 | 337 | 0.188 | 0.091 | 1
2025-10-28 02:00 | 10 | 2 | 2.02 | 2.11 | 2.17 | 2.22 | 2.26 | 2.32 | 338 | 0.205 | 0.104 | 1
2025-10-28 03:00 | 10 | 3 | 2.46 | 2.56 | 2.64 | 2.7 | 2.74 | 2.81 | 332 | 0.176 | 0.099 | 1
2025-10-28 04:00 | 10 | 4 | 2.74 | 2.85 | 2.93 | 2.99 | 3.05 | 3.11 | 344 | 0.141 | 0.097 | 1
2025-10-28 05:00 | 10 | 5 | 2.25 | 2.34 | 2.41 | 2.47 | 2.52 | 2.58 | 350 | 0.194 | 0.104 | 1
2025-10-28 06:00 | 10 | 6 | 3.06 | 3.21 | 3.31 | 3.4 | 3.47 | 3.56 | 349 | 0.139 | 0.113 | 1
2025-10-28 07:00 | 10 | 7 | 3.57 | 3.72 | 3.83 | 3.92 | 3.99 | 4.08 | 358 | 0.153 | 0.1 | 1
2025-10-28 08:00 | 10 | 8 | 4.47 | 4.66 | 4.79 | 4.9 | 4.99 | 5.1 | 355 | 0.143 | 0.099 | 0
2025-10-28 09:00 | 10 | 9 | 4.75 | 4.91 | 5.03 | 5.13 | 5.21 | 5.31 | 347 | 0.117 | 0.084 | 1
2025-10-28 10:00 | 10 | 10 | 5.39 | 5.57 | 5.7 | 5.8 | 5.88 | 5.99 | 343 | 0.114 | 0.079 | 1
2025-10-28 11:00 | 10 | 11 | 4.92 | 5.05 | 5.14 | 5.21 | 5.28 | 5.35 | 348 | 0.133 | 0.063 | 1
2025-10-28 12:00 | 10 | 12 | 5.6 | 5.72 | 5.8 | 5.86 | 5.91 | 5.98 | 351 | 0.096 | 0.049 | 1
2025-10-28 13:00 | 10 | 13 | 6.12 | 6.22 | 6.3 | 6.36 | 6.41 | 6.47 | 348 | 0.103 | 0.042 | 1
2025-10-28 14:00 | 10 | 14 | 5.81 | 5.91 | 5.98 | 6.03 | 6.08 | 6.13 | 350 | 0.129 | 0.04 | 1
2025-10-28 15:00 | 10 | 15 | 5.7 | 5.82 | 5.91 | 5.98 | 6.03 | 6.1 | 351 | 0.137 | 0.052 | 1
2025-10-28 16:00 | 10 | 16 | 4.69 | 4.81 | 4.89 | 4.95 | 5.01 | 5.07 | 338 | 0.124 | 0.059 | 1
2025-10-28 17:00 | 10 | 17 | 4.51 | 4.59 | 4.65 | 4.7 | 4.74 | 4.79 | 337 | 0.126 | 0.046 | 1
2025-10-28 18:00 | 10 | 18 | 4.2 | 4.28 | 4.35 | 4.4 | 4.44 | 4.49 | 333 | 0.138 | 0.052 | 1
2025-10-28 19:00 | 10 | 19 | 4.37 | 4.45 | 4.51 | 4.55 | 4.59 | 4.64 | 314 | 0.146 | 0.046 | 1
2025-10-28 20:00 | 10 | 20 | 4.31 | 4.39 | 4.45 | 4.5 | 4.54 | 4.59 | 319 | 0.139 | 0.047 | 1
2025-10-28 21:00 | 10 | 21 | 3.86 | 3.93 | 3.99 | 4.03 | 4.07 | 4.11 | 325 | 0.155 | 0.049 | 1
2025-10-28 22:00 | 10 | 22 | 4.01 | 4.13 | 4.21 | 4.28 | 4.34 | 4.41 | 317 | 0.126 | 0.072 | 1
2025-10-28 23:00 | 10 | 23 | 3.01 | 3.11 | 3.18 | 3.23 | 3.28 | 3.34 | 308 | 0.16 | 0.078 | 1
2025-10-29 00:00 | 10 | 0 | 3.42 | 3.52 | 3.6 | 3.66 | 3.71 | 3.78 | 324 | 0.156 | 0.076 | 1
2025-10-29 01:00 | 10 | 1 | 2.92 | 3.02 | 3.1 | 3.15 | 3.2 | 3.26 | 319 | 0.171 | 0.085 | 1
2025-10-29 02:00 | 10 | 2 | 3.49 | 3.62 | 3.71 | 3.79 | 3.85 | 3.93 | 318 | 0.126 | 0.089 | 1
2025-10-29 03:00 | 10 | 3 | 4.04 | 4.17 | 4.26 | 4.34 | 4.4 | 4.48 | 312 | 0.165 | 0.079 | 1
2025-10-29 04:00 | 10 | 4 | 4.34 | 4.47 | 4.57 | 4.65 | 4.71 | 4.79 | 336 | 0.128 | 0.074 | 1
2025-10-29 05:00 | 10 | 5 | 5 | 5.17 | 5.29 | 5.39 | 5.47 | 5.57 | 342 | 0.097 | 0.081 | 1
2025-10-29 06:00 | 10 | 6 | 6.13 | 6.36 | 6.53 | 6.67 | 6.78 | 6.92 | 331 | 0.098 | 0.092 | 1
2025-10-29 07:00 | 10 | 7 | 5.51 | 5.73 | 5.89 | 6.01 | 6.12 | 6.25 | 339 | 0.106 | 0.095 | 1
2025-10-29 08:00 | 10 | 8 | 5.56 | 5.75 | 5.89 | 6 | 6.09 | 6.21 | 348 | 0.116 | 0.083 | 1
2025-10-29 09:00 | 10 | 9 | 6.26 | 6.42 | 6.54 | 6.63 | 6.71 | 6.81 | 0 | 0.125 | 0.063 | 1
2025-10-29 10:00 | 10 | 10 | 5.86 | 6.05 | 6.18 | 6.29 | 6.38 | 6.48 | 3 | 0.085 | 0.076 | 1
2025-10-29 11:00 | 10 | 11 | 5.83 | 6 | 6.13 | 6.24 | 6.32 | 6.43 | 356 | 0.103 | 0.074 | 1
2025-10-29 12:00 | 10 | 12 | 6.2 | 6.38 | 6.51 | 6.62 | 6.7 | 6.81 | 359 | 0.115 | 0.071 | 1
2025-10-29 13:00 | 10 | 13 | 6.89 | 7.11 | 7.27 | 7.4 | 7.5 | 7.63 | 355 | 0.082 | 0.078 | 1
2025-10-29 14:00 | 10 | 14 | 6.8 | 7.12 | 7.35 | 7.54 | 7.7 | 7.89 | 352 | 0.087 | 0.112 | 1
2025-10-29 15:00 | 10 | 15 | 6.74 | 7.05 | 7.28 | 7.46 | 7.61 | 7.8 | 341 | 0.119 | 0.11 | 1
2025-10-29 16:00 | 10 | 16 | 8.3 | 8.72 | 9.03 | 9.27 | 9.48 | 9.74 | 353 | 0.114 | 0.12 | 1
2025-10-29 17:00 | 10 | 17 | 7.6 | 7.98 | 8.26 | 8.48 | 8.67 | 8.9 | 354 | 0.113 | 0.12 | 1
2025-10-29 18:00 | 10 | 18 | 6.84 | 7.18 | 7.43 | 7.64 | 7.81 | 8.02 | 352 | 0.107 | 0.121 | 1
2025-10-29 19:00 | 10 | 19 | 6.82 | 7.13 | 7.36 | 7.54 | 7.7 | 7.89 | 348 | 0.086 | 0.11 | 1
2025-10-29 20:00 | 10 | 20 | 5.58 | 5.81 | 5.98 | 6.11 | 6.22 | 6.36 | 347 | 0.128 | 0.099 | 1
2025-10-29 21:00 | 10 | 21 | 6.15 | 6.44 | 6.66 | 6.83 | 6.98 | 7.16 | 344 | 0.117 | 0.115 | 1
2025-10-29 22:00 | 10 | 22 | 6.28 | 6.53 | 6.71 | 6.86 | 6.98 | 7.14 | 340 | 0.096 | 0.097 | 1
2025-10-29 23:00 | 10 | 23 | 5.63 | 5.85 | 6.01 | 6.14 | 6.25 | 6.38 | 351 | 0.117 | 0.095 | 1
2025-10-30 00:00 | 10 | 0 | 5.46 | 5.63 | 5.76 | 5.85 | 5.93 | 6.03 | 354 | 0.113 | 0.075 | 1
2025-10-30 01:00 | 10 | 1 | 5.86 | 6.12 | 6.32 | 6.47 | 6.6 | 6.76 | 341 | 0.113 | 0.108 | 1
2025-10-30 02:00 | 10 | 2 | 6.27 | 6.63 | 6.9 | 7.11 | 7.29 | 7.52 | 356 | 0.112 | 0.138 | 1
2025-10-30 03:00 | 10 | 3 | 7.07 | 7.44 | 7.71 | 7.93 | 8.11 | 8.34 | 353 | 0.094 | 0.125 | 1
2025-10-30 04:00 | 10 | 4 | 7.34 | 7.73 | 8.01 | 8.24 | 8.43 | 8.67 | 345 | 0.121 | 0.126 | 1
2025-10-30 05:00 | 10 | 5 | 5.89 | 6.24 | 6.51 | 6.72 | 6.9 | 7.12 | 338 | 0.118 | 0.145 | 1
2025-10-30 06:00 | 10 | 6 | 6.06 | 6.4 | 6.65 | 6.86 | 7.02 | 7.24 | 350 | 0.132 | 0.134 | 1
2025-10-30 07:00 | 10 | 7 | 6.83 | 7.23 | 7.53 | 7.77 | 7.98 | 8.24 | 346 | 0.109 | 0.142 | 0
2025-10-30 08:00 | 10 | 8 | 6.56 | 6.93 | 7.21 | 7.43 | 7.61 | 7.85 | 336 | 0.126 | 0.135 | 1
2025-10-30 09:00 | 10 | 9 | 7 | 7.42 | 7.74 | 8 | 8.21 | 8.48 | 340 | 0.105 | 0.146 | 0
2025-10-30 10:00 | 10 | 10 | 6.73 | 7.08 | 7.33 | 7.54 | 7.72 | 7.93 | 339 | 0.104 | 0.125 | 1
2025-10-30 11:00 | 10 | 11 | 7.78 | 8.17 | 8.47 | 8.7 | 8.89 | 9.14 | 333 | 0.117 | 0.122 | 1
2025-10-30 12:00 | 10 | 12 | 7.71 | 8.04 | 8.28 | 8.48 | 8.64 | 8.84 | 328 | 0.129 | 0.103 | 1
2025-10-30 13:00 | 10 | 13 | 7.21 | 7.52 | 7.74 | 7.93 | 8.08 | 8.27 | 323 | 0.116 | 0.104 | 1
2025-10-30 14:00 | 10 | 14 | 7.35 | 7.65 | 7.87 | 8.04 | 8.19 | 8.37 | 335 | 0.108 | 0.098 | 1
2025-10-30 15:00 | 10 | 15 | 6.71 | 6.99 | 7.19 | 7.35 | 7.49 | 7.66 | 343 | 0.097 | 0.1 | 1
2025-10-30 16:00 | 10 | 16 | 6.58 | 6.82 | 6.99 | 7.13 | 7.24 | 7.39 | 327 | 0.116 | 0.088 | 1
2025-10-30 17:00 | 10 | 17 | 7.31 | 7.63 | 7.86 | 8.05 | 8.21 | 8.4 | 341 | 0.114 | 0.106 | 1
2025-10-30 18:00 | 10 | 18 | 7.66 | 8.11 | 8.45 | 8.71 | 8.94 | 9.23 | 334 | 0.113 | 0.141 | 1
2025-10-30 19:00 | 10 | 19 | 7.14 | 7.62 | 7.98 | 8.27 | 8.52 | 8.83 | 326 | 0.092 | 0.161 | 1
2025-10-30 20:00 | 10 | 20 | 7.37 | 7.92 | 8.32 | 8.65 | 8.93 | 9.29 | 318 | 0.094 | 0.175 | 1
2025-10-30 21:00 | 10 | 21 | 7.11 | 7.55 | 7.88 | 8.14 | 8.36 | 8.64 | 314 | 0.107 | 0.147 | 1
2025-10-30 22:00 | 10 | 22 | 7.77 | 8.21 | 8.54 | 8.8 | 9.02 | 9.3 | 318 | 0.106 | 0.136 | 1
2025-10-30 23:00 | 10 | 23 | 6.63 | 7.01 | 7.29 | 7.52 | 7.71 | 7.95 | 314 | 0.119 | 0.137 | 1
2025-10-31 00:00 | 10 | 0 | 6.06 | 6.37 | 6.6 | 6.79 | 6.95 | 7.14 | 308 | 0.13 | 0.124 | 1
2025-10-31 01:00 | 10 | 1 | 6.93 | 7.31 | 7.6 | 7.82 | 8.01 | 8.25 | 295 | 0.11 | 0.132 | 1
2025-10-31 02:00 | 10 | 2 | 6.59 | 7.02 | 7.35 | 7.61 | 7.84 | 8.12 | 303 | 0.12 | 0.158 | 1
2025-10-31 03:00 | 10 | 3 | 6.48 | 6.89 | 7.2 | 7.45 | 7.66 | 7.93 | 307 | 0.093 | 0.153 | 1
2025-10-31 04:00 | 10 | 4 | 6.2 | 6.58 | 6.86 | 7.08 | 7.27 | 7.51 | 315 | 0.102 | 0.144 | 1
2025-10-31 05:00 | 10 | 5 | 5.67 | 5.97 | 6.19 | 6.37 | 6.52 | 6.71 | 327 | 0.111 | 0.127 | 1
2025-10-31 06:00 | 10 | 6 | 5.82 | 6.1 | 6.3 | 6.47 | 6.61 | 6.78 | 328 | 0.101 | 0.116 | 1
2025-10-31 07:00 | 10 | 7 | 5.55 | 5.78 | 5.94 | 6.08 | 6.19 | 6.32 | 331 | 0.13 | 0.099 | 1
2025-10-31 08:00 | 10 | 8 | 5.6 | 5.84 | 6.01 | 6.15 | 6.27 | 6.41 | 332 | 0.128 | 0.103 | 1
2025-10-31 09:00 | 10 | 9 | 5.8 | 6.01 | 6.16 | 6.28 | 6.38 | 6.5 | 322 | 0.105 | 0.087 | 1
2025-10-31 10:00 | 10 | 10 | 6.71 | 6.94 | 7.11 | 7.24 | 7.36 | 7.5 | 304 | 0.11 | 0.084 | 1
2025-10-31 11:00 | 10 | 11 | 6.94 | 7.17 | 7.34 | 7.48 | 7.59 | 7.73 | 293 | 0.098 | 0.082 | 1
2025-10-31 12:00 | 10 | 12 | 5.94 | 6.13 | 6.27 | 6.37 | 6.46 | 6.57 | 305 | 0.142 | 0.076 | 1
2025-10-31 13:00 | 10 | 13 | 5.99 | 6.14 | 6.25 | 6.34 | 6.41 | 6.5 | 318 | 0.129 | 0.063 | 1
2025-10-31 14:00 | 10 | 14 | 6.15 | 6.35 | 6.5 | 6.61 | 6.71 | 6.83 | 308 | 0.088 | 0.08 | 1
2025-10-31 15:00 | 10 | 15 | 6.09 | 6.29 | 6.44 | 6.56 | 6.66 | 6.78 | 316 | 0.119 | 0.081 | 1
2025-10-31 16:00 | 10 | 16 | 5.31 | 5.47 | 5.58 | 5.67 | 5.75 | 5.84 | 313 | 0.149 | 0.072 | 1
2025-10-31 17:00 | 10 | 17 | 4.62 | 4.74 | 4.82 | 4.89 | 4.95 | 5.02 | 316 | 0.117 | 0.062 | 1
2025-10-31 18:00 | 10 | 18 | 5.31 | 5.5 | 5.63 | 5.74 | 5.83 | 5.94 | 320 | 0.119 | 0.084 | 1
2025-10-31 19:00 | 10 | 19 | 4.67 | 4.84 | 4.97 | 5.06 | 5.15 | 5.25 | 318 | 0.129 | 0.088 | 1
2025-10-31 20:00 | 10 | 20 | 4.96 | 5.12 | 5.24 | 5.33 | 5.41 | 5.51 | 310 | 0.138 | 0.08 | 1
2025-10-31 21:00 | 10 | 21 | 3.51 | 3.65 | 3.74 | 3.82 | 3.89 | 3.97 | 323 | 0.148 | 0.092 | 1
2025-10-31 22:00 | 10 | 22 | 4.76 | 4.94 | 5.07 | 5.18 | 5.27 | 5.38 | 326 | 0.121 | 0.093 | 1
2025-10-31 23:00 | 10 | 23 | 4.11 | 4.29 | 4.41 | 4.51 | 4.6 | 4.7 | 332 | 0.131 | 0.102 | 1
2025-11-01 00:00 | 11 | 0 | 3.77 | 3.95 | 4.09 | 4.2 | 4.29 | 4.4 | 3 | 0.121 | 0.117 | 1
2025-11-01 01:00 | 11 | 1 | 4.1 | 4.31 | 4.46 | 4.58 | 4.68 | 4.8 | 360 | 0.135 | 0.119 | 1
2025-11-01 02:00 | 11 | 2 | 4.15 | 4.38 | 4.55 | 4.69 | 4.8 | 4.95 | 351 | 0.135 | 0.134 | 1
2025-11-01 03:00 | 11 | 3 | 3.47 | 3.69 | 3.86 | 3.99 | 4.11 | 4.25 | 341 | 0.161 | 0.154 | 1
2025-11-01 04:00 | 11 | 4 | 3.4 | 3.6 | 3.74 | 3.86 | 3.96 | 4.08 | 346 | 0.141 | 0.139 | 1
2025-11-01 05:00 | 11 | 5 | 3.1 | 3.28 | 3.4 | 3.5 | 3.59 | 3.7 | 332 | 0.149 | 0.132 | 1
2025-11-01 06:00 | 11 | 6 | 4 | 4.23 | 4.4 | 4.54 | 4.65 | 4.8 | 333 | 0.147 | 0.138 | 1
2025-11-01 07:00 | 11 | 7 | 3.25 | 3.4 | 3.51 | 3.6 | 3.68 | 3.77 | 328 | 0.128 | 0.113 | 1
2025-11-01 08:00 | 11 | 8 | 2.63 | 2.74 | 2.83 | 2.9 | 2.96 | 3.03 | 342 | 0.136 | 0.108 | 1
2025-11-01 09:00 | 11 | 9 | 3.67 | 3.83 | 3.94 | 4.03 | 4.1 | 4.2 | 349 | 0.149 | 0.101 | 1
2025-11-01 10:00 | 11 | 10 | 4.29 | 4.44 | 4.55 | 4.64 | 4.71 | 4.8 | 352 | 0.123 | 0.085 | 1
2025-11-01 11:00 | 11 | 11 | 4.19 | 4.33 | 4.44 | 4.53 | 4.6 | 4.68 | 356 | 0.166 | 0.085 | 1
2025-11-01 12:00 | 11 | 12 | 5.06 | 5.27 | 5.43 | 5.55 | 5.65 | 5.78 | 0 | 0.105 | 0.101 | 1
2025-11-01 13:00 | 11 | 13 | 4.78 | 4.98 | 5.12 | 5.24 | 5.34 | 5.46 | 358 | 0.101 | 0.101 | 1
2025-11-01 14:00 | 11 | 14 | 3.99 | 4.14 | 4.26 | 4.35 | 4.42 | 4.52 | 2 | 0.135 | 0.095 | 1
2025-11-01 15:00 | 11 | 15 | 4.75 | 4.92 | 5.04 | 5.13 | 5.21 | 5.31 | 349 | 0.119 | 0.083 | 1
2025-11-01 16:00 | 11 | 16 | 5.87 | 6.09 | 6.25 | 6.38 | 6.49 | 6.62 | 350 | 0.122 | 0.092 | 1
2025-11-01 17:00 | 11 | 17 | 4.95 | 5.12 | 5.24 | 5.34 | 5.43 | 5.53 | 9 | 0.112 | 0.084 | 1
2025-11-01 18:00 | 11 | 18 | 4.26 | 4.4 | 4.5 | 4.58 | 4.65 | 4.74 | 354 | 0.136 | 0.081 | 1
2025-11-01 19:00 | 11 | 19 | 4.19 | 4.34 | 4.46 | 4.55 | 4.62 | 4.72 | 358 | 0.119 | 0.09 | 1
2025-11-01 20:00 | 11 | 20 | 4.27 | 4.45 | 4.58 | 4.68 | 4.77 | 4.88 | 3 | 0.125 | 0.1 | 1
2025-11-01 21:00 | 11 | 21 | 3.76 | 3.93 | 4.05 | 4.14 | 4.22 | 4.32 | 360 | 0.16 | 0.105 | 1
2025-11-01 22:00 | 11 | 22 | 3.53 | 3.68 | 3.78 | 3.86 | 3.93 | 4.02 | 6 | 0.139 | 0.099 | 1
2025-11-01 23:00 | 11 | 23 | 3.72 | 3.87 | 3.98 | 4.07 | 4.14 | 4.23 | 26 | 0.127 | 0.097 | 1
2025-11-02 00:00 | 11 | 0 | 4.05 | 4.19 | 4.29 | 4.37 | 4.44 | 4.53 | 33 | 0.161 | 0.084 | 1
2025-11-02 01:00 | 11 | 1 | 4.8 | 4.94 | 5.05 | 5.13 | 5.2 | 5.29 | 36 | 0.096 | 0.074 | 1
2025-11-02 02:00 | 11 | 2 | 6.09 | 6.3 | 6.45 | 6.57 | 6.67 | 6.79 | 25 | 0.093 | 0.082 | 1
2025-11-02 03:00 | 11 | 3 | 6.07 | 6.3 | 6.48 | 6.61 | 6.73 | 6.87 | 26 | 0.126 | 0.094 | 1
2025-11-02 04:00 | 11 | 4 | 5.35 | 5.56 | 5.72 | 5.84 | 5.94 | 6.07 | 23 | 0.097 | 0.096 | 1
2025-11-02 05:00 | 11 | 5 | 5.77 | 5.96 | 6.1 | 6.21 | 6.3 | 6.41 | 34 | 0.101 | 0.079 | 1
2025-11-02 06:00 | 11 | 6 | 5.53 | 5.75 | 5.91 | 6.04 | 6.14 | 6.27 | 24 | 0.118 | 0.095 | 1
2025-11-02 07:00 | 11 | 7 | 5.84 | 6.09 | 6.27 | 6.42 | 6.54 | 6.69 | 25 | 0.108 | 0.103 | 1
2025-11-02 08:00 | 11 | 8 | 6.41 | 6.63 | 6.79 | 6.92 | 7.02 | 7.16 | 7 | 0.088 | 0.084 | 1
2025-11-02 09:00 | 11 | 9 | 5.92 | 6.14 | 6.3 | 6.43 | 6.54 | 6.67 | 10 | 0.119 | 0.091 | 1
2025-11-02 10:00 | 11 | 10 | 5.52 | 5.77 | 5.95 | 6.1 | 6.22 | 6.37 | 356 | 0.125 | 0.109 | 1
2025-11-02 11:00 | 11 | 11 | 5.93 | 6.19 | 6.39 | 6.54 | 6.67 | 6.83 | 4 | 0.101 | 0.108 | 1
2025-11-02 12:00 | 11 | 12 | 5.82 | 6.1 | 6.31 | 6.47 | 6.61 | 6.79 | 357 | 0.112 | 0.116 | 1
2025-11-02 13:00 | 11 | 13 | 6.19 | 6.48 | 6.69 | 6.86 | 7 | 7.17 | 11 | 0.098 | 0.112 | 1
2025-11-02 14:00 | 11 | 14 | 6.33 | 6.59 | 6.77 | 6.92 | 7.05 | 7.2 | 6 | 0.111 | 0.098 | 1
2025-11-02 15:00 | 11 | 15 | 5.87 | 6.18 | 6.41 | 6.59 | 6.74 | 6.94 | 349 | 0.122 | 0.126 | 1
2025-11-02 16:00 | 11 | 16 | 5.79 | 6.09 | 6.32 | 6.5 | 6.65 | 6.84 | 0 | 0.109 | 0.127 | 1
2025-11-02 17:00 | 11 | 17 | 6.88 | 7.22 | 7.47 | 7.68 | 7.85 | 8.06 | 6 | 0.106 | 0.12 | 1
2025-11-02 18:00 | 11 | 18 | 7.17 | 7.53 | 7.79 | 8 | 8.18 | 8.41 | 5 | 0.081 | 0.121 | 1
2025-11-02 19:00 | 11 | 19 | 8.14 | 8.56 | 8.86 | 9.11 | 9.32 | 9.58 | 6 | 0.111 | 0.123 | 1
2025-11-02 20:00 | 11 | 20 | 7.42 | 7.81 | 8.09 | 8.32 | 8.51 | 8.75 | 7 | 0.119 | 0.124 | 1
2025-11-02 21:00 | 11 | 21 | 6.96 | 7.34 | 7.62 | 7.84 | 8.03 | 8.27 | 13 | 0.114 | 0.13 | 1
2025-11-02 22:00 | 11 | 22 | 6.82 | 7.21 | 7.49 | 7.73 | 7.92 | 8.17 | 359 | 0.091 | 0.137 | 1
2025-11-02 23:00 | 11 | 23 | 7.66 | 8.16 | 8.53 | 8.83 | 9.09 | 9.41 | 19 | 0.103 | 0.155 | 1
2025-11-03 00:00 | 11 | 0 | 7.54 | 7.99 | 8.32 | 8.59 | 8.81 | 9.1 | 16 | 0.084 | 0.142 | 1
2025-11-03 01:00 | 11 | 1 | 6.57 | 6.97 | 7.26 | 7.5 | 7.7 | 7.95 | 6 | 0.11 | 0.144 | 1
2025-11-03 02:00 | 11 | 2 | 5.96 | 6.27 | 6.51 | 6.7 | 6.85 | 7.05 | 354 | 0.099 | 0.127 | 1
2025-11-03 03:00 | 11 | 3 | 5.28 | 5.54 | 5.74 | 5.89 | 6.03 | 6.19 | 14 | 0.087 | 0.12 | 1
2025-11-03 04:00 | 11 | 4 | 4.83 | 5.08 | 5.27 | 5.42 | 5.54 | 5.7 | 24 | 0.12 | 0.126 | 1
2025-11-03 05:00 | 11 | 5 | 5.4 | 5.66 | 5.86 | 6.02 | 6.15 | 6.31 | 22 | 0.117 | 0.119 | 1
2025-11-03 06:00 | 11 | 6 | 3.69 | 3.84 | 3.95 | 4.04 | 4.11 | 4.2 | 32 | 0.143 | 0.098 | 1
2025-11-03 07:00 | 11 | 7 | 3.04 | 3.16 | 3.24 | 3.31 | 3.37 | 3.44 | 29 | 0.162 | 0.095 | 1
2025-11-03 08:00 | 11 | 8 | 2.47 | 2.58 | 2.65 | 2.72 | 2.77 | 2.83 | 29 | 0.149 | 0.104 | 1
2025-11-03 09:00 | 11 | 9 | 2.22 | 2.32 | 2.39 | 2.45 | 2.49 | 2.55 | 22 | 0.178 | 0.106 | 1
2025-11-03 10:00 | 11 | 10 | 1.82 | 1.89 | 1.94 | 1.99 | 2.02 | 2.06 | 39 | 0.212 | 0.095 | 1
2025-11-03 11:00 | 11 | 11 | 2.29 | 2.37 | 2.43 | 2.47 | 2.51 | 2.56 | 23 | 0.182 | 0.083 | 1
2025-11-03 12:00 | 11 | 12 | 3.44 | 3.56 | 3.65 | 3.71 | 3.77 | 3.84 | 31 | 0.135 | 0.083 | 1
2025-11-03 13:00 | 11 | 13 | 4.04 | 4.19 | 4.3 | 4.38 | 4.45 | 4.54 | 33 | 0.129 | 0.087 | 1
2025-11-03 14:00 | 11 | 14 | 4.12 | 4.23 | 4.32 | 4.38 | 4.44 | 4.51 | 33 | 0.123 | 0.068 | 1
2025-11-03 15:00 | 11 | 15 | 3.42 | 3.5 | 3.55 | 3.6 | 3.64 | 3.68 | 30 | 0.157 | 0.057 | 1
2025-11-03 16:00 | 11 | 16 | 2.75 | 2.82 | 2.88 | 2.92 | 2.96 | 3 | 23 | 0.167 | 0.067 | 1
2025-11-03 17:00 | 11 | 17 | 3.13 | 3.23 | 3.31 | 3.38 | 3.43 | 3.49 | 34 | 0.15 | 0.084 | 1
2025-11-03 18:00 | 11 | 18 | 2.64 | 2.73 | 2.8 | 2.86 | 2.9 | 2.96 | 46 | 0.155 | 0.085 | 1
2025-11-03 19:00 | 11 | 19 | 2.61 | 2.71 | 2.78 | 2.84 | 2.89 | 2.95 | 30 | 0.155 | 0.092 | 1
2025-11-03 20:00 | 11 | 20 | 2.88 | 3.02 | 3.11 | 3.19 | 3.26 | 3.34 | 19 | 0.13 | 0.113 | 1
2025-11-03 21:00 | 11 | 21 | 2.81 | 2.93 | 3.02 | 3.09 | 3.15 | 3.22 | 11 | 0.171 | 0.103 | 1
2025-11-03 22:00 | 11 | 22 | 3.1 | 3.23 | 3.32 | 3.4 | 3.46 | 3.54 | 12 | 0.153 | 0.099 | 1
2025-11-03 23:00 | 11 | 23 | 3.32 | 3.46 | 3.57 | 3.66 | 3.73 | 3.82 | 13 | 0.144 | 0.107 | 1
2025-11-04 00:00 | 11 | 0 | 2.92 | 3.07 | 3.18 | 3.27 | 3.35 | 3.44 | 20 | 0.166 | 0.124 | 1
2025-11-04 01:00 | 11 | 1 | 2.75 | 2.91 | 3.03 | 3.12 | 3.2 | 3.3 | 18 | 0.156 | 0.137 | 1
2025-11-04 02:00 | 11 | 2 | 3.21 | 3.39 | 3.52 | 3.63 | 3.72 | 3.83 | 20 | 0.139 | 0.134 | 1
2025-11-04 03:00 | 11 | 3 | 2.94 | 3.1 | 3.22 | 3.32 | 3.4 | 3.51 | 14 | 0.15 | 0.134 | 1
2025-11-04 04:00 | 11 | 4 | 2.88 | 3.03 | 3.14 | 3.23 | 3.31 | 3.4 | 15 | 0.18 | 0.126 | 1
2025-11-04 05:00 | 11 | 5 | 3.06 | 3.22 | 3.34 | 3.44 | 3.52 | 3.62 | 19 | 0.145 | 0.127 | 1
2025-11-04 06:00 | 11 | 6 | 2.95 | 3.11 | 3.22 | 3.32 | 3.4 | 3.5 | 24 | 0.17 | 0.13 | 1
2025-11-04 07:00 | 11 | 7 | 2.76 | 2.93 | 3.05 | 3.15 | 3.24 | 3.34 | 25 | 0.141 | 0.145 | 1
2025-11-04 08:00 | 11 | 8 | 2.38 | 2.51 | 2.61 | 2.69 | 2.76 | 2.84 | 26 | 0.187 | 0.136 | 1
2025-11-04 09:00 | 11 | 9 | 2.16 | 2.27 | 2.35 | 2.42 | 2.47 | 2.54 | 22 | 0.196 | 0.124 | 1
2025-11-04 10:00 | 11 | 10 | 2.36 | 2.47 | 2.56 | 2.63 | 2.68 | 2.76 | 27 | 0.181 | 0.118 | 1
2025-11-04 11:00 | 11 | 11 | 2.5 | 2.61 | 2.7 | 2.76 | 2.82 | 2.89 | 25 | 0.156 | 0.109 | 1
2025-11-04 12:00 | 11 | 12 | 2.32 | 2.42 | 2.5 | 2.56 | 2.61 | 2.68 | 23 | 0.189 | 0.11 | 1
2025-11-04 13:00 | 11 | 13 | 1.79 | 1.89 | 1.96 | 2.02 | 2.07 | 2.13 | 24 | 0.2 | 0.131 | 1
2025-11-04 14:00 | 11 | 14 | 1.88 | 1.99 | 2.08 | 2.14 | 2.2 | 2.27 | 24 | 0.184 | 0.143 | 1
2025-11-04 15:00 | 11 | 15 | 2.71 | 2.89 | 3.01 | 3.12 | 3.2 | 3.31 | 22 | 0.134 | 0.151 | 1
2025-11-04 16:00 | 11 | 16 | 2.45 | 2.59 | 2.69 | 2.77 | 2.84 | 2.92 | 16 | 0.173 | 0.132 | 1
2025-11-04 17:00 | 11 | 17 | 2.15 | 2.27 | 2.36 | 2.43 | 2.49 | 2.56 | 30 | 0.18 | 0.132 | 1
2025-11-04 18:00 | 11 | 18 | 1.42 | 1.5 | 1.56 | 1.61 | 1.65 | 1.7 | 34 | 0.193 | 0.132 | 1
2025-11-04 19:00 | 11 | 19 | 1.77 | 1.86 | 1.93 | 1.99 | 2.03 | 2.09 | 45 | 0.206 | 0.127 | 1
2025-11-04 20:00 | 11 | 20 | 1.15 | 1.22 | 1.27 | 1.31 | 1.34 | 1.38 | 50 | 0.277 | 0.134 | 1
2025-11-04 21:00 | 11 | 21 | 1.36 | 1.44 | 1.5 | 1.55 | 1.6 | 1.65 | 52 | 0.237 | 0.15 | 1
2025-11-04 22:00 | 11 | 22 | 1.96 | 2.08 | 2.17 | 2.25 | 2.31 | 2.39 | 54 | 0.189 | 0.15 | 0
2025-11-04 23:00 | 11 | 23 | 2.04 | 2.15 | 2.23 | 2.3 | 2.35 | 2.42 | 55 | 0.194 | 0.129 | 1
2025-11-05 00:00 | 11 | 0 | 2.31 | 2.45 | 2.55 | 2.63 | 2.7 | 2.79 | 39 | 0.164 | 0.142 | 1
2025-11-05 01:00 | 11 | 1 | 2.1 | 2.21 | 2.3 | 2.37 | 2.43 | 2.5 | 35 | 0.165 | 0.134 | 1
2025-11-05 02:00 | 11 | 2 | 1.99 | 2.11 | 2.19 | 2.27 | 2.33 | 2.4 | 28 | 0.192 | 0.143 | 1
2025-11-05 03:00 | 11 | 3 | 1.7 | 1.8 | 1.87 | 1.93 | 1.98 | 2.04 | 25 | 0.215 | 0.138 | 1
2025-11-05 04:00 | 11 | 4 | 1.47 | 1.56 | 1.63 | 1.68 | 1.72 | 1.78 | 19 | 0.27 | 0.143 | 1
2025-11-05 05:00 | 11 | 5 | 1.75 | 1.86 | 1.94 | 2 | 2.06 | 2.12 | 16 | 0.208 | 0.144 | 1
2025-11-05 06:00 | 11 | 6 | 1.58 | 1.66 | 1.73 | 1.78 | 1.82 | 1.87 | 25 | 0.223 | 0.131 | 1
2025-11-05 07:00 | 11 | 7 | 1.71 | 1.79 | 1.84 | 1.88 | 1.92 | 1.97 | 36 | 0.213 | 0.104 | 1
2025-11-05 08:00 | 11 | 8 | 1.54 | 1.61 | 1.66 | 1.7 | 1.74 | 1.78 | 33 | 0.227 | 0.112 | 1
2025-11-05 09:00 | 11 | 9 | 1.51 | 1.58 | 1.63 | 1.67 | 1.71 | 1.75 | 29 | 0.222 | 0.111 | 1
2025-11-05 10:00 | 11 | 10 | 2.13 | 2.23 | 2.31 | 2.37 | 2.42 | 2.49 | 17 | 0.203 | 0.117 | 1
2025-11-05 11:00 | 11 | 11 | 2.15 | 2.23 | 2.3 | 2.35 | 2.39 | 2.44 | 11 | 0.171 | 0.097 | 1
2025-11-05 12:00 | 11 | 12 | 2.01 | 2.07 | 2.13 | 2.17 | 2.2 | 2.24 | 14 | 0.206 | 0.084 | 1
2025-11-05 13:00 | 11 | 13 | 1.65 | 1.71 | 1.75 | 1.78 | 1.81 | 1.85 | 16 | 0.213 | 0.088 | 1
2025-11-05 14:00 | 11 | 14 | 1.51 | 1.58 | 1.63 | 1.66 | 1.7 | 1.73 | 16 | 0.234 | 0.103 | 1
2025-11-05 15:00 | 11 | 15 | 1.98 | 2.07 | 2.13 | 2.18 | 2.23 | 2.28 | 5 | 0.194 | 0.105 | 1
2025-11-05 16:00 | 11 | 16 | 2.43 | 2.54 | 2.62 | 2.69 | 2.75 | 2.82 | 7 | 0.166 | 0.113 | 1
2025-11-05 17:00 | 11 | 17 | 2.36 | 2.49 | 2.58 | 2.66 | 2.72 | 2.8 | 13 | 0.155 | 0.128 | 1
2025-11-05 18:00 | 11 | 18 | 2.34 | 2.44 | 2.51 | 2.57 | 2.62 | 2.68 | 18 | 0.171 | 0.102 | 1
2025-11-05 19:00 | 11 | 19 | 3.04 | 3.19 | 3.3 | 3.39 | 3.46 | 3.55 | 18 | 0.114 | 0.116 | 1
2025-11-05 20:00 | 11 | 20 | 3.27 | 3.43 | 3.55 | 3.64 | 3.72 | 3.82 | 10 | 0.147 | 0.118 | 1
2025-11-05 21:00 | 11 | 21 | 2.39 | 2.52 | 2.61 | 2.69 | 2.75 | 2.83 | 9 | 0.226 | 0.13 | 1
2025-11-05 22:00 | 11 | 22 | 1.92 | 2.02 | 2.09 | 2.14 | 2.19 | 2.25 | 15 | 0.154 | 0.118 | 1
2025-11-05 23:00 | 11 | 23 | 2.57 | 2.71 | 2.8 | 2.88 | 2.95 | 3.03 | 12 | 0.135 | 0.125 | 1
2025-11-06 00:00 | 11 | 0 | 4.13 | 4.35 | 4.51 | 4.64 | 4.75 | 4.89 | 14 | 0.128 | 0.127 | 1
2025-11-06 01:00 | 11 | 1 | 3.61 | 3.82 | 3.98 | 4.1 | 4.21 | 4.34 | 17 | 0.139 | 0.14 | 1
2025-11-06 02:00 | 11 | 2 | 4.04 | 4.28 | 4.46 | 4.61 | 4.73 | 4.88 | 5 | 0.133 | 0.144 | 1
2025-11-06 03:00 | 11 | 3 | 4.26 | 4.53 | 4.72 | 4.88 | 5.01 | 5.17 | 17 | 0.117 | 0.146 | 1
2025-11-06 04:00 | 11 | 4 | 4.44 | 4.75 | 4.99 | 5.18 | 5.34 | 5.55 | 29 | 0.131 | 0.169 | 1
2025-11-06 05:00 | 11 | 5 | 3.87 | 4.1 | 4.28 | 4.42 | 4.54 | 4.69 | 26 | 0.135 | 0.147 | 1
2025-11-06 06:00 | 11 | 6 | 4.01 | 4.23 | 4.39 | 4.53 | 4.64 | 4.78 | 31 | 0.129 | 0.133 | 1
2025-11-06 07:00 | 11 | 7 | 3.98 | 4.21 | 4.37 | 4.5 | 4.62 | 4.75 | 19 | 0.125 | 0.134 | 1
2025-11-06 08:00 | 11 | 8 | 4.37 | 4.62 | 4.8 | 4.95 | 5.08 | 5.24 | 19 | 0.133 | 0.137 | 1
2025-11-06 09:00 | 11 | 9 | 3.26 | 3.44 | 3.57 | 3.67 | 3.76 | 3.87 | 10 | 0.155 | 0.129 | 1
2025-11-06 10:00 | 11 | 10 | 3.34 | 3.5 | 3.62 | 3.71 | 3.79 | 3.89 | 10 | 0.148 | 0.117 | 1
2025-11-06 11:00 | 11 | 11 | 3.09 | 3.24 | 3.34 | 3.42 | 3.49 | 3.58 | 5 | 0.126 | 0.11 | 1
2025-11-06 12:00 | 11 | 12 | 4.26 | 4.47 | 4.63 | 4.75 | 4.86 | 4.99 | 7 | 0.099 | 0.121 | 1
2025-11-06 13:00 | 11 | 13 | 3.62 | 3.83 | 3.99 | 4.12 | 4.22 | 4.36 | 6 | 0.131 | 0.142 | 1
2025-11-06 14:00 | 11 | 14 | 4.52 | 4.76 | 4.93 | 5.07 | 5.18 | 5.33 | 358 | 0.115 | 0.124 | 1
2025-11-06 15:00 | 11 | 15 | 4.95 | 5.18 | 5.35 | 5.48 | 5.6 | 5.74 | 360 | 0.141 | 0.112 | 1
2025-11-06 16:00 | 11 | 16 | 5.22 | 5.45 | 5.61 | 5.75 | 5.86 | 6 | 358 | 0.122 | 0.105 | 1
2025-11-06 17:00 | 11 | 17 | 5.53 | 5.73 | 5.87 | 5.98 | 6.08 | 6.19 | 12 | 0.095 | 0.085 | 1
2025-11-06 18:00 | 11 | 18 | 4.09 | 4.24 | 4.35 | 4.44 | 4.51 | 4.6 | 14 | 0.123 | 0.09 | 1
2025-11-06 19:00 | 11 | 19 | 3.6 | 3.76 | 3.88 | 3.97 | 4.05 | 4.15 | 20 | 0.126 | 0.108 | 1
2025-11-06 20:00 | 11 | 20 | 3.8 | 4 | 4.16 | 4.28 | 4.39 | 4.52 | 5 | 0.138 | 0.131 | 1
2025-11-06 21:00 | 11 | 21 | 3.85 | 4.07 | 4.23 | 4.37 | 4.48 | 4.62 | 2 | 0.139 | 0.139 | 1
2025-11-06 22:00 | 11 | 22 | 3.77 | 3.98 | 4.13 | 4.26 | 4.36 | 4.49 | 17 | 0.146 | 0.133 | 1
2025-11-06 23:00 | 11 | 23 | 3.28 | 3.48 | 3.62 | 3.74 | 3.84 | 3.97 | 19 | 0.15 | 0.144 | 1
2025-11-07 00:00 | 11 | 0 | 3.1 | 3.29 | 3.43 | 3.55 | 3.64 | 3.76 | 14 | 0.152 | 0.147 | 1
2025-11-07 01:00 | 11 | 1 | 3.01 | 3.19 | 3.33 | 3.43 | 3.52 | 3.64 | 19 | 0.174 | 0.143 | 1
2025-11-07 02:00 | 11 | 2 | 3.45 | 3.66 | 3.82 | 3.95 | 4.06 | 4.2 | 23 | 0.144 | 0.149 | 1
2025-11-07 03:00 | 11 | 3 | 3.28 | 3.49 | 3.65 | 3.78 | 3.89 | 4.02 | 16 | 0.136 | 0.154 | 1
2025-11-07 04:00 | 11 | 4 | 2.99 | 3.16 | 3.29 | 3.4 | 3.48 | 3.6 | 18 | 0.164 | 0.14 | 1
2025-11-07 05:00 | 11 | 5 | 3.39 | 3.6 | 3.75 | 3.87 | 3.97 | 4.1 | 20 | 0.149 | 0.144 | 1
2025-11-07 06:00 | 11 | 6 | 3.58 | 3.77 | 3.92 | 4.03 | 4.13 | 4.25 | 19 | 0.157 | 0.13 | 1
2025-11-07 07:00 | 11 | 7 | 4.16 | 4.39 | 4.57 | 4.7 | 4.82 | 4.97 | 25 | 0.153 | 0.135 | 1
2025-11-07 08:00 | 11 | 8 | 3.34 | 3.52 | 3.66 | 3.76 | 3.86 | 3.97 | 31 | 0.142 | 0.131 | 1
2025-11-07 09:00 | 11 | 9 | 4.88 | 5.14 | 5.33 | 5.48 | 5.61 | 5.76 | 17 | 0.097 | 0.125 | 1
2025-11-07 10:00 | 11 | 10 | 6.07 | 6.32 | 6.51 | 6.66 | 6.78 | 6.94 | 21 | 0.125 | 0.101 | 1
2025-11-07 11:00 | 11 | 11 | 6.67 | 7.04 | 7.32 | 7.54 | 7.73 | 7.96 | 32 | 0.079 | 0.135 | 1
2025-11-07 12:00 | 11 | 12 | 7.49 | 7.88 | 8.18 | 8.41 | 8.61 | 8.85 | 22 | 0.09 | 0.126 | 1
2025-11-07 13:00 | 11 | 13 | 9.21 | 9.74 | 10.13 | 10.45 | 10.71 | 11.04 | 45 | 0.086 | 0.137 | 1
2025-11-07 14:00 | 11 | 14 | 9.71 | 10.24 | 10.64 | 10.96 | 11.23 | 11.57 | 54 | 0.1 | 0.133 | 1
2025-11-07 15:00 | 11 | 15 | 8.92 | 9.44 | 9.83 | 10.14 | 10.4 | 10.72 | 50 | 0.088 | 0.139 | 1
2025-11-07 16:00 | 11 | 16 | 8.8 | 9.27 | 9.62 | 9.9 | 10.14 | 10.43 | 39 | 0.115 | 0.129 | 1
2025-11-07 17:00 | 11 | 17 | 9.47 | 9.99 | 10.38 | 10.69 | 10.95 | 11.28 | 43 | 0.098 | 0.133 | 1
2025-11-07 18:00 | 11 | 18 | 8.85 | 9.33 | 9.68 | 9.97 | 10.21 | 10.51 | 46 | 0.118 | 0.129 | 1
2025-11-07 19:00 | 11 | 19 | 9.21 | 9.73 | 10.12 | 10.43 | 10.69 | 11.02 | 28 | 0.099 | 0.136 | 1
2025-11-07 20:00 | 11 | 20 | 9.45 | 10.04 | 10.48 | 10.84 | 11.13 | 11.51 | 37 | 0.103 | 0.149 | 1
2025-11-07 21:00 | 11 | 21 | 9.25 | 9.82 | 10.25 | 10.59 | 10.88 | 11.25 | 45 | 0.083 | 0.148 | 1
2025-11-07 22:00 | 11 | 22 | 9.18 | 9.78 | 10.22 | 10.58 | 10.88 | 11.26 | 50 | 0.082 | 0.154 | 1
2025-11-07 23:00 | 11 | 23 | 8.9 | 9.43 | 9.82 | 10.13 | 10.39 | 10.73 | 39 | 0.091 | 0.141 | 1
2025-11-08 00:00 | 11 | 0 | 8.95 | 9.5 | 9.9 | 10.23 | 10.5 | 10.85 | 37 | 0.095 | 0.145 | 1
2025-11-08 01:00 | 11 | 1 | 8.06 | 8.6 | 9.01 | 9.33 | 9.61 | 9.96 | 40 | 0.131 | 0.16 | 1
2025-11-08 02:00 | 11 | 2 | 8.1 | 8.67 | 9.1 | 9.45 | 9.74 | 10.12 | 38 | 0.066 | 0.169 | 1
2025-11-08 03:00 | 11 | 3 | 8.54 | 9.13 | 9.57 | 9.93 | 10.23 | 10.61 | 26 | 0.096 | 0.164 | 1
2025-11-08 04:00 | 11 | 4 | 7.97 | 8.47 | 8.84 | 9.14 | 9.39 | 9.71 | 34 | 0.127 | 0.149 | 1
2025-11-08 05:00 | 11 | 5 | 7.76 | 8.24 | 8.6 | 8.89 | 9.13 | 9.44 | 32 | 0.077 | 0.149 | 1
2025-11-08 06:00 | 11 | 6 | 7.49 | 7.95 | 8.3 | 8.57 | 8.81 | 9.1 | 33 | 0.101 | 0.147 | 1
2025-11-08 07:00 | 11 | 7 | 7.18 | 7.55 | 7.83 | 8.05 | 8.24 | 8.47 | 29 | 0.124 | 0.126 | 1
2025-11-08 08:00 | 11 | 8 | 7.67 | 8.09 | 8.4 | 8.65 | 8.85 | 9.12 | 21 | 0.085 | 0.131 | 1
2025-11-08 09:00 | 11 | 9 | 8.14 | 8.59 | 8.93 | 9.21 | 9.44 | 9.72 | 30 | 0.1 | 0.135 | 1
2025-11-08 10:00 | 11 | 10 | 7.95 | 8.35 | 8.64 | 8.88 | 9.08 | 9.33 | 36 | 0.092 | 0.121 | 1
2025-11-08 11:00 | 11 | 11 | 8.01 | 8.34 | 8.57 | 8.77 | 8.92 | 9.12 | 21 | 0.102 | 0.098 | 1
2025-11-08 12:00 | 11 | 12 | 8.9 | 9.22 | 9.45 | 9.64 | 9.79 | 9.99 | 19 | 0.107 | 0.087 | 1
2025-11-08 13:00 | 11 | 13 | 8.5 | 8.78 | 8.99 | 9.16 | 9.29 | 9.46 | 22 | 0.084 | 0.081 | 1
2025-11-08 14:00 | 11 | 14 | 7.31 | 7.6 | 7.82 | 7.99 | 8.13 | 8.31 | 15 | 0.085 | 0.098 | 1
2025-11-08 15:00 | 11 | 15 | 8.23 | 8.52 | 8.73 | 8.9 | 9.04 | 9.21 | 13 | 0.098 | 0.085 | 1
2025-11-08 16:00 | 11 | 16 | 7.78 | 8.12 | 8.38 | 8.58 | 8.75 | 8.96 | 17 | 0.111 | 0.107 | 1
2025-11-08 17:00 | 11 | 17 | 8.37 | 8.75 | 9.03 | 9.25 | 9.44 | 9.67 | 27 | 0.133 | 0.109 | 1
2025-11-08 18:00 | 11 | 18 | 7.84 | 8.2 | 8.46 | 8.68 | 8.85 | 9.07 | 41 | 0.11 | 0.111 | 1
2025-11-08 19:00 | 11 | 19 | 7.2 | 7.56 | 7.84 | 8.06 | 8.24 | 8.47 | 40 | 0.093 | 0.123 | 1
2025-11-08 20:00 | 11 | 20 | 7.08 | 7.48 | 7.77 | 8 | 8.2 | 8.45 | 40 | 0.11 | 0.133 | 1
2025-11-08 21:00 | 11 | 21 | 7.15 | 7.51 | 7.78 | 7.99 | 8.17 | 8.39 | 45 | 0.108 | 0.122 | 1
2025-11-08 22:00 | 11 | 22 | 7.07 | 7.48 | 7.78 | 8.03 | 8.23 | 8.49 | 31 | 0.106 | 0.138 | 1
2025-11-08 23:00 | 11 | 23 | 6.28 | 6.68 | 6.98 | 7.22 | 7.43 | 7.69 | 50 | 0.107 | 0.153 | 1
2025-11-09 00:00 | 11 | 0 | 5.75 | 6.09 | 6.34 | 6.54 | 6.71 | 6.93 | 51 | 0.119 | 0.141 | 1
2025-11-09 01:00 | 11 | 1 | 5.21 | 5.5 | 5.71 | 5.89 | 6.03 | 6.22 | 49 | 0.12 | 0.134 | 1
2025-11-09 02:00 | 11 | 2 | 5.41 | 5.71 | 5.94 | 6.12 | 6.28 | 6.47 | 45 | 0.122 | 0.135 | 1
2025-11-09 03:00 | 11 | 3 | 4.8 | 5.1 | 5.32 | 5.5 | 5.65 | 5.84 | 43 | 0.116 | 0.149 | 1
2025-11-09 04:00 | 11 | 4 | 4.21 | 4.48 | 4.67 | 4.83 | 4.97 | 5.14 | 37 | 0.124 | 0.15 | 1
2025-11-09 05:00 | 11 | 5 | 4.17 | 4.41 | 4.59 | 4.74 | 4.87 | 5.02 | 28 | 0.132 | 0.141 | 1
2025-11-09 06:00 | 11 | 6 | 4.47 | 4.72 | 4.9 | 5.05 | 5.17 | 5.33 | 21 | 0.14 | 0.132 | 1
2025-11-09 07:00 | 11 | 7 | 4.81 | 5.03 | 5.19 | 5.32 | 5.43 | 5.57 | 29 | 0.125 | 0.111 | 1
2025-11-09 08:00 | 11 | 8 | 5.55 | 5.79 | 5.97 | 6.12 | 6.24 | 6.39 | 29 | 0.128 | 0.107 | 1
2025-11-09 09:00 | 11 | 9 | 4.9 | 5.1 | 5.24 | 5.36 | 5.45 | 5.57 | 29 | 0.113 | 0.096 | 1
2025-11-09 10:00 | 11 | 10 | 5.12 | 5.29 | 5.42 | 5.52 | 5.6 | 5.7 | 17 | 0.141 | 0.081 | 1
2025-11-09 11:00 | 11 | 11 | 5.17 | 5.33 | 5.44 | 5.53 | 5.6 | 5.7 | 27 | 0.119 | 0.074 | 1
2025-11-09 12:00 | 11 | 12 | 5.67 | 5.84 | 5.96 | 6.06 | 6.14 | 6.24 | 28 | 0.12 | 0.072 | 1
2025-11-09 13:00 | 11 | 13 | 4.61 | 4.75 | 4.86 | 4.94 | 5.01 | 5.09 | 25 | 0.136 | 0.075 | 1
2025-11-09 14:00 | 11 | 14 | 5.15 | 5.32 | 5.44 | 5.54 | 5.62 | 5.72 | 13 | 0.144 | 0.078 | 1
2025-11-09 15:00 | 11 | 15 | 4.57 | 4.7 | 4.79 | 4.87 | 4.93 | 5 | 19 | 0.125 | 0.069 | 1
2025-11-09 16:00 | 11 | 16 | 4.08 | 4.21 | 4.3 | 4.37 | 4.43 | 4.5 | 21 | 0.158 | 0.074 | 1
2025-11-09 17:00 | 11 | 17 | 4.34 | 4.48 | 4.58 | 4.67 | 4.73 | 4.82 | 21 | 0.128 | 0.079 | 1
2025-11-09 18:00 | 11 | 18 | 3.97 | 4.14 | 4.26 | 4.35 | 4.43 | 4.53 | 25 | 0.115 | 0.1 | 1
2025-11-09 19:00 | 11 | 19 | 5.46 | 5.68 | 5.84 | 5.97 | 6.08 | 6.21 | 17 | 0.104 | 0.097 | 1
2025-11-09 20:00 | 11 | 20 | 5.75 | 5.96 | 6.11 | 6.23 | 6.33 | 6.45 | 16 | 0.117 | 0.087 | 1
2025-11-09 21:00 | 11 | 21 | 6.5 | 6.76 | 6.95 | 7.1 | 7.22 | 7.38 | 17 | 0.081 | 0.096 | 1
2025-11-09 22:00 | 11 | 22 | 5.06 | 5.3 | 5.47 | 5.61 | 5.72 | 5.87 | 16 | 0.122 | 0.112 | 0
2025-11-09 23:00 | 11 | 23 | 4.69 | 4.94 | 5.12 | 5.26 | 5.38 | 5.53 | 22 | 0.12 | 0.125 | 1
2025-11-10 00:00 | 11 | 0 | 4.33 | 4.54 | 4.7 | 4.83 | 4.94 | 5.07 | 24 | 0.135 | 0.119 | 0
2025-11-10 01:00 | 11 | 1 | 3.92 | 4.11 | 4.25 | 4.37 | 4.46 | 4.58 | 14 | 0.135 | 0.118 | 1
2025-11-10 02:00 | 11 | 2 | 4.33 | 4.53 | 4.67 | 4.78 | 4.88 | 5 | 2 | 0.128 | 0.108 | 1
2025-11-10 03:00 | 11 | 3 | 4.03 | 4.24 | 4.4 | 4.52 | 4.63 | 4.76 | 0 | 0.138 | 0.126 | 1
2025-11-10 04:00 | 11 | 4 | 4.05 | 4.26 | 4.41 | 4.53 | 4.63 | 4.76 | 347 | 0.126 | 0.122 | 1
2025-11-10 05:00 | 11 | 5 | 3.62 | 3.8 | 3.94 | 4.04 | 4.13 | 4.24 | 332 | 0.124 | 0.12 | 1
2025-11-10 06:00 | 11 | 6 | 3.53 | 3.69 | 3.8 | 3.89 | 3.97 | 4.06 | 326 | 0.158 | 0.105 | 1
2025-11-10 07:00 | 11 | 7 | 3.84 | 4.01 | 4.13 | 4.22 | 4.3 | 4.4 | 332 | 0.121 | 0.103 | 1
2025-11-10 08:00 | 11 | 8 | 3.85 | 3.99 | 4.1 | 4.18 | 4.25 | 4.34 | 339 | 0.158 | 0.091 | 1
2025-11-10 09:00 | 11 | 9 | 4.59 | 4.75 | 4.87 | 4.97 | 5.05 | 5.15 | 351 | 0.149 | 0.087 | 1
2025-11-10 10:00 | 11 | 10 | 4.64 | 4.79 | 4.91 | 5 | 5.08 | 5.17 | 346 | 0.11 | 0.083 | 1
2025-11-10 11:00 | 11 | 11 | 4.48 | 4.64 | 4.75 | 4.84 | 4.92 | 5.01 | 356 | 0.152 | 0.085 | 1
2025-11-10 12:00 | 11 | 12 | 4.76 | 4.89 | 4.98 | 5.05 | 5.1 | 5.18 | 8 | 0.14 | 0.063 | 1
2025-11-10 13:00 | 11 | 13 | 4.72 | 4.83 | 4.91 | 4.97 | 5.02 | 5.08 | 6 | 0.137 | 0.054 | 1
2025-11-10 14:00 | 11 | 14 | 5.63 | 5.73 | 5.8 | 5.86 | 5.91 | 5.97 | 16 | 0.114 | 0.045 | 1
2025-11-10 15:00 | 11 | 15 | 4.41 | 4.48 | 4.53 | 4.58 | 4.61 | 4.65 | 20 | 0.118 | 0.04 | 1
2025-11-10 16:00 | 11 | 16 | 4.08 | 4.15 | 4.2 | 4.24 | 4.27 | 4.31 | 17 | 0.145 | 0.04 | 1
2025-11-10 17:00 | 11 | 17 | 4.35 | 4.42 | 4.47 | 4.51 | 4.54 | 4.58 | 8 | 0.124 | 0.04 | 1
2025-11-10 18:00 | 11 | 18 | 4.38 | 4.49 | 4.57 | 4.64 | 4.7 | 4.76 | 13 | 0.116 | 0.064 | 1
2025-11-10 19:00 | 11 | 19 | 4 | 4.12 | 4.21 | 4.28 | 4.34 | 4.41 | 5 | 0.136 | 0.073 | 1
2025-11-10 20:00 | 11 | 20 | 4.37 | 4.52 | 4.64 | 4.73 | 4.8 | 4.9 | 15 | 0.113 | 0.087 | 1
2025-11-10 21:00 | 11 | 21 | 4.23 | 4.38 | 4.49 | 4.58 | 4.66 | 4.75 | 18 | 0.147 | 0.088 | 1
2025-11-10 22:00 | 11 | 22 | 3.98 | 4.11 | 4.21 | 4.28 | 4.35 | 4.42 | 29 | 0.133 | 0.081 | 1
2025-11-10 23:00 | 11 | 23 | 3.78 | 3.9 | 3.98 | 4.04 | 4.1 | 4.17 | 38 | 0.123 | 0.073 | 1
2025-11-11 00:00 | 11 | 0 | 2.99 | 3.1 | 3.17 | 3.24 | 3.29 | 3.35 | 40 | 0.128 | 0.086 | 1
2025-11-11 01:00 | 11 | 1 | 3.43 | 3.58 | 3.69 | 3.78 | 3.85 | 3.95 | 34 | 0.138 | 0.106 | 1
2025-11-11 02:00 | 11 | 2 | 3.28 | 3.44 | 3.56 | 3.65 | 3.73 | 3.83 | 28 | 0.147 | 0.116 | 1
2025-11-11 03:00 | 11 | 3 | 3.45 | 3.65 | 3.8 | 3.92 | 4.02 | 4.15 | 28 | 0.163 | 0.14 | 1
2025-11-11 04:00 | 11 | 4 | 3.97 | 4.19 | 4.35 | 4.48 | 4.6 | 4.74 | 29 | 0.144 | 0.134 | 1
2025-11-11 05:00 | 11 | 5 | 4 | 4.2 | 4.35 | 4.47 | 4.57 | 4.7 | 26 | 0.143 | 0.121 | 1
2025-11-11 06:00 | 11 | 6 | 3.12 | 3.24 | 3.34 | 3.41 | 3.47 | 3.55 | 24 | 0.146 | 0.098 | 1
2025-11-11 07:00 | 11 | 7 | 3.46 | 3.59 | 3.69 | 3.76 | 3.83 | 3.91 | 15 | 0.162 | 0.091 | 1
2025-11-11 08:00 | 11 | 8 | 3.48 | 3.6 | 3.68 | 3.75 | 3.8 | 3.87 | 14 | 0.142 | 0.081 | 1
2025-11-11 09:00 | 11 | 9 | 4.35 | 4.48 | 4.58 | 4.65 | 4.71 | 4.79 | 19 | 0.126 | 0.072 | 1
2025-11-11 10:00 | 11 | 10 | 3.87 | 3.97 | 4.04 | 4.09 | 4.14 | 4.19 | 15 | 0.152 | 0.061 | 1
2025-11-11 11:00 | 11 | 11 | 3.93 | 4.04 | 4.11 | 4.18 | 4.23 | 4.29 | 10 | 0.119 | 0.068 | 1
2025-11-11 12:00 | 11 | 12 | 3.75 | 3.86 | 3.94 | 4 | 4.05 | 4.12 | 5 | 0.141 | 0.071 | 1
2025-11-11 13:00 | 11 | 13 | 3.67 | 3.77 | 3.84 | 3.89 | 3.94 | 4 | 7 | 0.133 | 0.065 | 1
2025-11-11 14:00 | 11 | 14 | 3.64 | 3.75 | 3.83 | 3.9 | 3.95 | 4.01 | 4 | 0.144 | 0.073 | 1
2025-11-11 15:00 | 11 | 15 | 3.74 | 3.87 | 3.97 | 4.05 | 4.11 | 4.19 | 16 | 0.131 | 0.085 | 1
2025-11-11 16:00 | 11 | 16 | 4.19 | 4.33 | 4.43 | 4.51 | 4.58 | 4.66 | 23 | 0.142 | 0.082 | 1
2025-11-11 17:00 | 11 | 17 | 3.11 | 3.22 | 3.29 | 3.35 | 3.4 | 3.47 | 19 | 0.13 | 0.081 | 1
2025-11-11 18:00 | 11 | 18 | 3.63 | 3.79 | 3.91 | 4.01 | 4.09 | 4.19 | 15 | 0.117 | 0.108 | 1
2025-11-11 19:00 | 11 | 19 | 3.1 | 3.26 | 3.38 | 3.48 | 3.56 | 3.66 | 8 | 0.14 | 0.126 | 1
2025-11-11 20:00 | 11 | 20 | 3 | 3.17 | 3.3 | 3.41 | 3.49 | 3.6 | 15 | 0.163 | 0.139 | 1
2025-11-11 21:00 | 11 | 21 | 3.05 | 3.22 | 3.35 | 3.45 | 3.53 | 3.63 | 22 | 0.15 | 0.132 | 1
2025-11-11 22:00 | 11 | 22 | 2.91 | 3.06 | 3.18 | 3.27 | 3.35 | 3.44 | 30 | 0.16 | 0.128 | 1
2025-11-11 23:00 | 11 | 23 | 2.91 | 3.07 | 3.19 | 3.29 | 3.37 | 3.47 | 24 | 0.158 | 0.135 | 1
2025-11-12 00:00 | 11 | 0 | 3.68 | 3.93 | 4.11 | 4.26 | 4.39 | 4.55 | 21 | 0.122 | 0.162 | 1
2025-11-12 01:00 | 11 | 1 | 3.74 | 3.98 | 4.16 | 4.31 | 4.43 | 4.58 | 22 | 0.144 | 0.154 | 1
2025-11-12 02:00 | 11 | 2 | 4.55 | 4.83 | 5.04 | 5.2 | 5.35 | 5.52 | 17 | 0.129 | 0.147 | 1
2025-11-12 03:00 | 11 | 3 | 4.51 | 4.77 | 4.97 | 5.12 | 5.25 | 5.42 | 11 | 0.125 | 0.138 | 1
2025-11-12 04:00 | 11 | 4 | 4.45 | 4.66 | 4.82 | 4.94 | 5.05 | 5.18 | 19 | 0.136 | 0.115 | 1
2025-11-12 05:00 | 11 | 5 | 3.71 | 3.9 | 4.03 | 4.14 | 4.24 | 4.35 | 25 | 0.132 | 0.121 | 1
2025-11-12 06:00 | 11 | 6 | 2.95 | 3.1 | 3.21 | 3.29 | 3.36 | 3.45 | 18 | 0.131 | 0.118 | 1
2025-11-12 07:00 | 11 | 7 | 3.21 | 3.34 | 3.43 | 3.51 | 3.57 | 3.65 | 356 | 0.152 | 0.099 | 1
2025-11-12 08:00 | 11 | 8 | 3.58 | 3.73 | 3.84 | 3.92 | 4 | 4.09 | 1 | 0.165 | 0.1 | 1
2025-11-12 09:00 | 11 | 9 | 3.1 | 3.24 | 3.34 | 3.42 | 3.48 | 3.57 | 3 | 0.16 | 0.106 | 1
2025-11-12 10:00 | 11 | 10 | 3.31 | 3.43 | 3.53 | 3.6 | 3.66 | 3.74 | 11 | 0.134 | 0.093 | 1
2025-11-12 11:00 | 11 | 11 | 3.21 | 3.37 | 3.48 | 3.57 | 3.65 | 3.74 | 7 | 0.174 | 0.115 | 1
2025-11-12 12:00 | 11 | 12 | 3.82 | 3.98 | 4.09 | 4.18 | 4.25 | 4.34 | 9 | 0.117 | 0.096 | 1
2025-11-12 13:00 | 11 | 13 | 3.98 | 4.16 | 4.3 | 4.4 | 4.49 | 4.6 | 358 | 0.143 | 0.109 | 1
2025-11-12 14:00 | 11 | 14 | 4.31 | 4.51 | 4.66 | 4.78 | 4.87 | 5 | 14 | 0.124 | 0.111 | 1
2025-11-12 15:00 | 11 | 15 | 3.94 | 4.08 | 4.19 | 4.27 | 4.34 | 4.43 | 23 | 0.167 | 0.089 | 1
2025-11-12 16:00 | 11 | 16 | 3.65 | 3.81 | 3.93 | 4.02 | 4.1 | 4.2 | 9 | 0.125 | 0.105 | 1
2025-11-12 17:00 | 11 | 17 | 3.9 | 4.09 | 4.23 | 4.34 | 4.43 | 4.55 | 359 | 0.133 | 0.115 | 1
2025-11-12 18:00 | 11 | 18 | 4.22 | 4.42 | 4.58 | 4.7 | 4.8 | 4.93 | 353 | 0.115 | 0.118 | 1
2025-11-12 19:00 | 11 | 19 | 3.87 | 4.05 | 4.18 | 4.29 | 4.38 | 4.49 | 356 | 0.134 | 0.113 | 1
2025-11-12 20:00 | 11 | 20 | 3.91 | 4.11 | 4.26 | 4.38 | 4.48 | 4.6 | 8 | 0.153 | 0.123 | 1
2025-11-12 21:00 | 11 | 21 | 2.36 | 2.48 | 2.57 | 2.65 | 2.71 | 2.79 | 7 | 0.208 | 0.128 | 1
2025-11-12 22:00 | 11 | 22 | 2.37 | 2.48 | 2.56 | 2.63 | 2.69 | 2.76 | 1 | 0.191 | 0.114 | 1
2025-11-12 23:00 | 11 | 23 | 2.37 | 2.48 | 2.57 | 2.64 | 2.69 | 2.76 | 2 | 0.178 | 0.117 | 1
2025-11-13 00:00 | 11 | 0 | 1.9 | 2 | 2.07 | 2.14 | 2.19 | 2.25 | 1 | 0.193 | 0.13 | 0
2025-11-13 01:00 | 11 | 1 | 1.9 | 2.02 | 2.1 | 2.17 | 2.23 | 2.31 | 4 | 0.207 | 0.148 | 1
2025-11-13 02:00 | 11 | 2 | 2.71 | 2.89 | 3.03 | 3.15 | 3.24 | 3.36 | 2 | 0.17 | 0.164 | 1
2025-11-13 03:00 | 11 | 3 | 3.07 | 3.29 | 3.45 | 3.58 | 3.7 | 3.84 | 6 | 0.167 | 0.17 | 1
2025-11-13 04:00 | 11 | 4 | 3.81 | 4.06 | 4.26 | 4.42 | 4.55 | 4.72 | 4 | 0.142 | 0.162 | 1
2025-11-13 05:00 | 11 | 5 | 2.72 | 2.92 | 3.06 | 3.18 | 3.28 | 3.4 | 1 | 0.133 | 0.169 | 1
2025-11-13 06:00 | 11 | 6 | 3.38 | 3.59 | 3.75 | 3.88 | 3.98 | 4.12 | 3 | 0.142 | 0.149 | 1
2025-11-13 07:00 | 11 | 7 | 3.91 | 4.15 | 4.34 | 4.48 | 4.61 | 4.76 | 18 | 0.156 | 0.15 | 1
2025-11-13 08:00 | 11 | 8 | 3.46 | 3.66 | 3.8 | 3.92 | 4.02 | 4.14 | 36 | 0.155 | 0.135 | 1
2025-11-13 09:00 | 11 | 9 | 2.92 | 3.08 | 3.19 | 3.29 | 3.37 | 3.47 | 34 | 0.169 | 0.131 | 1
2025-11-13 10:00 | 11 | 10 | 2.94 | 3.09 | 3.21 | 3.3 | 3.38 | 3.48 | 27 | 0.155 | 0.128 | 1
2025-11-13 11:00 | 11 | 11 | 2.04 | 2.14 | 2.22 | 2.28 | 2.33 | 2.39 | 21 | 0.19 | 0.12 | 1
2025-11-13 12:00 | 11 | 12 | 1.95 | 2.02 | 2.08 | 2.13 | 2.17 | 2.21 | 14 | 0.206 | 0.098 | 1
2025-11-13 13:00 | 11 | 13 | 1.72 | 1.78 | 1.83 | 1.86 | 1.89 | 1.93 | 9 | 0.192 | 0.084 | 1
2025-11-13 14:00 | 11 | 14 | 0.95 | 0.99 | 1.02 | 1.05 | 1.06 | 1.09 | 5 | 0.3 | 0.101 | 1
2025-11-13 15:00 | 11 | 15 | 1.21 | 1.26 | 1.3 | 1.33 | 1.36 | 1.39 | 15 | 0.272 | 0.104 | 1
2025-11-13 16:00 | 11 | 16 | 1.32 | 1.37 | 1.41 | 1.44 | 1.46 | 1.49 | 1 | 0.248 | 0.091 | 1
2025-11-13 17:00 | 11 | 17 | 1.02 | 1.06 | 1.08 | 1.1 | 1.12 | 1.14 | 14 | 0.3 | 0.081 | 1
2025-11-13 18:00 | 11 | 18 | 1.35 | 1.4 | 1.43 | 1.45 | 1.47 | 1.5 | 10 | 0.232 | 0.08 | 1
2025-11-13 19:00 | 11 | 19 | 1.38 | 1.41 | 1.43 | 1.44 | 1.46 | 1.47 | 17 | 0.252 | 0.052 | 1
2025-11-13 20:00 | 11 | 20 | 1.92 | 1.95 | 1.97 | 1.99 | 2.01 | 2.03 | 3 | 0.199 | 0.041 | 1
2025-11-13 21:00 | 11 | 21 | 2.2 | 2.25 | 2.29 | 2.32 | 2.34 | 2.37 | 359 | 0.175 | 0.057 | 1
2025-11-13 22:00 | 11 | 22 | 1.7 | 1.75 | 1.79 | 1.82 | 1.85 | 1.88 | 352 | 0.252 | 0.078 | 1
2025-11-13 23:00 | 11 | 23 | 1.83 | 1.89 | 1.93 | 1.96 | 1.99 | 2.02 | 359 | 0.193 | 0.074 | 1
2025-11-14 00:00 | 11 | 0 | 2.32 | 2.4 | 2.47 | 2.51 | 2.55 | 2.6 | 357 | 0.186 | 0.087 | 1
2025-11-14 01:00 | 11 | 1 | 1.74 | 1.81 | 1.86 | 1.9 | 1.93 | 1.97 | 5 | 0.216 | 0.094 | 1
2025-11-14 02:00 | 11 | 2 | 1.43 | 1.49 | 1.53 | 1.57 | 1.6 | 1.63 | 358 | 0.218 | 0.103 | 1
2025-11-14 03:00 | 11 | 3 | 1.34 | 1.39 | 1.44 | 1.47 | 1.5 | 1.53 | 4 | 0.273 | 0.102 | 1
2025-11-14 04:00 | 11 | 4 | 1.05 | 1.08 | 1.11 | 1.13 | 1.15 | 1.17 | 357 | 0.287 | 0.086 | 1
2025-11-14 05:00 | 11 | 5 | 0.62 | 0.64 | 0.66 | 0.67 | 0.68 | 0.69 | 11 | 0.3 | 0.082 | 1
2025-11-14 06:00 | 11 | 6 | 0.78 | 0.81 | 0.83 | 0.85 | 0.86 | 0.88 | 25 | 0.3 | 0.09 | 1
2025-11-14 07:00 | 11 | 7 | 1.09 | 1.12 | 1.14 | 1.16 | 1.17 | 1.19 | 23 | 0.3 | 0.071 | 1
2025-11-14 08:00 | 11 | 8 | 1.72 | 1.78 | 1.82 | 1.85 | 1.87 | 1.91 | 24 | 0.23 | 0.077 | 1
2025-11-14 09:00 | 11 | 9 | 1.17 | 1.21 | 1.23 | 1.25 | 1.27 | 1.29 | 35 | 0.255 | 0.071 | 1
2025-11-14 10:00 | 11 | 10 | 1.59 | 1.63 | 1.66 | 1.69 | 1.71 | 1.73 | 47 | 0.213 | 0.066 | 1
2025-11-14 11:00 | 11 | 11 | 2.43 | 2.52 | 2.59 | 2.65 | 2.7 | 2.76 | 43 | 0.163 | 0.096 | 1
2025-11-14 12:00 | 11 | 12 | 2.13 | 2.21 | 2.27 | 2.32 | 2.36 | 2.4 | 46 | 0.213 | 0.091 | 1
2025-11-14 13:00 | 11 | 13 | 2.63 | 2.73 | 2.8 | 2.85 | 2.9 | 2.95 | 43 | 0.165 | 0.088 | 1
2025-11-14 14:00 | 11 | 14 | 2.43 | 2.5 | 2.55 | 2.59 | 2.62 | 2.67 | 41 | 0.178 | 0.072 | 1
2025-11-14 15:00 | 11 | 15 | 2.48 | 2.57 | 2.63 | 2.68 | 2.72 | 2.77 | 28 | 0.14 | 0.082 | 1
2025-11-14 16:00 | 11 | 16 | 2.7 | 2.8 | 2.88 | 2.94 | 2.99 | 3.05 | 16 | 0.165 | 0.093 | 1
2025-11-14 17:00 | 11 | 17 | 2.19 | 2.29 | 2.36 | 2.41 | 2.46 | 2.51 | 17 | 0.167 | 0.102 | 1
2025-11-14 18:00 | 11 | 18 | 2.65 | 2.77 | 2.85 | 2.92 | 2.98 | 3.05 | 22 | 0.146 | 0.106 | 1
2025-11-14 19:00 | 11 | 19 | 2.35 | 2.45 | 2.53 | 2.59 | 2.64 | 2.71 | 21 | 0.173 | 0.108 | 1
2025-11-14 20:00 | 11 | 20 | 2.01 | 2.1 | 2.17 | 2.22 | 2.27 | 2.33 | 23 | 0.205 | 0.112 | 1
2025-11-14 21:00 | 11 | 21 | 1.45 | 1.52 | 1.57 | 1.61 | 1.64 | 1.69 | 17 | 0.239 | 0.112 | 1
2025-11-14 22:00 | 11 | 22 | 1.81 | 1.89 | 1.95 | 2 | 2.04 | 2.09 | 14 | 0.211 | 0.111 | 1
2025-11-14 23:00 | 11 | 23 | 1.42 | 1.49 | 1.55 | 1.59 | 1.63 | 1.68 | 32 | 0.248 | 0.129 | 1
2025-11-15 00:00 | 11 | 0 | 1.07 | 1.13 | 1.18 | 1.22 | 1.25 | 1.28 | 14 | 0.277 | 0.135 | 1
2025-11-15 01:00 | 11 | 1 | 1.38 | 1.45 | 1.5 | 1.55 | 1.58 | 1.63 | 1 | 0.265 | 0.129 | 1
2025-11-15 02:00 | 11 | 2 | 1.71 | 1.79 | 1.85 | 1.9 | 1.93 | 1.98 | 4 | 0.203 | 0.111 | 1
2025-11-15 03:00 | 11 | 3 | 1.3 | 1.37 | 1.41 | 1.45 | 1.48 | 1.52 | 6 | 0.245 | 0.116 | 1
2025-11-15 04:00 | 11 | 4 | 1.18 | 1.23 | 1.28 | 1.31 | 1.34 | 1.37 | 19 | 0.272 | 0.113 | 0
2025-11-15 05:00 | 11 | 5 | 1.77 | 1.85 | 1.9 | 1.95 | 1.99 | 2.03 | 19 | 0.232 | 0.103 | 1
2025-11-15 06:00 | 11 | 6 | 1.56 | 1.61 | 1.65 | 1.68 | 1.71 | 1.74 | 31 | 0.233 | 0.082 | 1
2025-11-15 07:00 | 11 | 7 | 1.19 | 1.22 | 1.24 | 1.26 | 1.28 | 1.29 | 37 | 0.275 | 0.064 | 1
2025-11-15 08:00 | 11 | 8 | 1.14 | 1.17 | 1.2 | 1.22 | 1.23 | 1.25 | 20 | 0.3 | 0.066 | 1
2025-11-15 09:00 | 11 | 9 | 0.82 | 0.85 | 0.87 | 0.88 | 0.89 | 0.91 | 21 | 0.3 | 0.073 | 1
2025-11-15 10:00 | 11 | 10 | 1.06 | 1.09 | 1.1 | 1.12 | 1.13 | 1.15 | 11 | 0.278 | 0.06 | 1
2025-11-15 11:00 | 11 | 11 | 1.01 | 1.03 | 1.05 | 1.07 | 1.08 | 1.09 | 14 | 0.3 | 0.062 | 1
2025-11-15 12:00 | 11 | 12 | 0.91 | 0.94 | 0.96 | 0.98 | 0.99 | 1.01 | 3 | 0.3 | 0.073 | 1
2025-11-15 13:00 | 11 | 13 | 0.89 | 0.92 | 0.94 | 0.96 | 0.97 | 0.99 | 19 | 0.3 | 0.081 | 1
2025-11-15 14:00 | 11 | 14 | 0.98 | 1.01 | 1.03 | 1.04 | 1.05 | 1.07 | 32 | 0.3 | 0.067 | 1
2025-11-15 15:00 | 11 | 15 | 1.75 | 1.8 | 1.84 | 1.87 | 1.89 | 1.92 | 39 | 0.21 | 0.073 | 1
2025-11-15 16:00 | 11 | 16 | 2.48 | 2.55 | 2.61 | 2.65 | 2.69 | 2.74 | 30 | 0.173 | 0.075 | 1
2025-11-15 17:00 | 11 | 17 | 2.74 | 2.84 | 2.91 | 2.97 | 3.02 | 3.08 | 22 | 0.182 | 0.088 | 1
2025-11-15 18:00 | 11 | 18 | 2.08 | 2.15 | 2.21 | 2.25 | 2.28 | 2.33 | 12 | 0.214 | 0.083 | 1
2025-11-15 19:00 | 11 | 19 | 2.03 | 2.1 | 2.15 | 2.18 | 2.22 | 2.26 | 13 | 0.215 | 0.08 | 1
2025-11-15 20:00 | 11 | 20 | 1.59 | 1.64 | 1.67 | 1.7 | 1.73 | 1.75 | 356 | 0.22 | 0.074 | 1
2025-11-15 21:00 | 11 | 21 | 1.39 | 1.44 | 1.47 | 1.5 | 1.52 | 1.55 | 2 | 0.243 | 0.082 | 1
2025-11-15 22:00 | 11 | 22 | 0.75 | 0.77 | 0.79 | 0.8 | 0.81 | 0.82 | 12 | 0.3 | 0.073 | 1
2025-11-15 23:00 | 11 | 23 | 1.11 | 1.14 | 1.17 | 1.19 | 1.2 | 1.22 | 15 | 0.275 | 0.076 | 1
2025-11-16 00:00 | 11 | 0 | 1.15 | 1.19 | 1.22 | 1.24 | 1.26 | 1.28 | 27 | 0.267 | 0.084 | 1
2025-11-16 01:00 | 11 | 1 | 0.72 | 0.75 | 0.77 | 0.78 | 0.8 | 0.81 | 25 | 0.3 | 0.093 | 1
2025-11-16 02:00 | 11 | 2 | 0.77 | 0.8 | 0.82 | 0.84 | 0.85 | 0.87 | 22 | 0.3 | 0.098 | 1
2025-11-16 03:00 | 11 | 3 | 0.71 | 0.75 | 0.77 | 0.79 | 0.81 | 0.83 | 25 | 0.3 | 0.115 | 1
2025-11-16 04:00 | 11 | 4 | 0.54 | 0.57 | 0.59 | 0.6 | 0.61 | 0.63 | 16 | 0.3 | 0.111 | 1
2025-11-16 05:00 | 11 | 5 | 0.73 | 0.76 | 0.79 | 0.81 | 0.83 | 0.85 | 19 | 0.3 | 0.116 | 1
2025-11-16 06:00 | 11 | 6 | 0.88 | 0.93 | 0.96 | 0.99 | 1.01 | 1.04 | 17 | 0.3 | 0.121 | 1
2025-11-16 07:00 | 11 | 7 | 1.15 | 1.2 | 1.24 | 1.28 | 1.3 | 1.34 | 9 | 0.291 | 0.116 | 1
2025-11-16 08:00 | 11 | 8 | 1.89 | 1.97 | 2.03 | 2.08 | 2.12 | 2.17 | 15 | 0.198 | 0.105 | 1
2025-11-16 09:00 | 11 | 9 | 2.45 | 2.53 | 2.6 | 2.65 | 2.69 | 2.74 | 6 | 0.166 | 0.084 | 1
2025-11-16 10:00 | 11 | 10 | 1.72 | 1.79 | 1.83 | 1.87 | 1.9 | 1.93 | 8 | 0.202 | 0.087 | 1
2025-11-16 11:00 | 11 | 11 | 1.55 | 1.6 | 1.64 | 1.67 | 1.69 | 1.72 | 15 | 0.203 | 0.081 | 1
2025-11-16 12:00 | 11 | 12 | 1.65 | 1.69 | 1.73 | 1.76 | 1.78 | 1.81 | 25 | 0.198 | 0.071 | 1
2025-11-16 13:00 | 11 | 13 | 2.46 | 2.53 | 2.58 | 2.62 | 2.66 | 2.7 | 28 | 0.162 | 0.071 | 1
2025-11-16 14:00 | 11 | 14 | 2.14 | 2.18 | 2.21 | 2.24 | 2.26 | 2.29 | 34 | 0.2 | 0.051 | 1
2025-11-16 15:00 | 11 | 15 | 2.59 | 2.67 | 2.73 | 2.77 | 2.81 | 2.86 | 46 | 0.166 | 0.075 | 1
2025-11-16 16:00 | 11 | 16 | 2.25 | 2.34 | 2.41 | 2.47 | 2.51 | 2.57 | 66 | 0.163 | 0.099 | 1
2025-11-16 17:00 | 11 | 17 | 2.22 | 2.31 | 2.37 | 2.42 | 2.46 | 2.51 | 59 | 0.174 | 0.092 | 1
2025-11-16 18:00 | 11 | 18 | 1.59 | 1.66 | 1.71 | 1.76 | 1.79 | 1.83 | 44 | 0.247 | 0.106 | 1
2025-11-16 19:00 | 11 | 19 | 1.53 | 1.6 | 1.66 | 1.7 | 1.73 | 1.78 | 50 | 0.227 | 0.114 | 1
2025-11-16 20:00 | 11 | 20 | 1.53 | 1.62 | 1.68 | 1.74 | 1.78 | 1.83 | 54 | 0.22 | 0.136 | 1
2025-11-16 21:00 | 11 | 21 | 0.93 | 0.98 | 1.02 | 1.06 | 1.08 | 1.12 | 59 | 0.3 | 0.143 | 1
2025-11-16 22:00 | 11 | 22 | 1.07 | 1.14 | 1.19 | 1.23 | 1.27 | 1.31 | 70 | 0.263 | 0.151 | 1
2025-11-16 23:00 | 11 | 23 | 2.04 | 2.18 | 2.28 | 2.36 | 2.43 | 2.52 | 71 | 0.187 | 0.159 | 1
2025-11-17 00:00 | 11 | 0 | 2.03 | 2.17 | 2.27 | 2.35 | 2.42 | 2.51 | 76 | 0.192 | 0.159 | 1
2025-11-17 01:00 | 11 | 1 | 2.78 | 2.97 | 3.11 | 3.22 | 3.32 | 3.44 | 80 | 0.198 | 0.161 | 1
2025-11-17 02:00 | 11 | 2 | 2.76 | 2.94 | 3.08 | 3.2 | 3.29 | 3.41 | 78 | 0.159 | 0.16 | 1
2025-11-17 03:00 | 11 | 3 | 2.03 | 2.15 | 2.24 | 2.32 | 2.38 | 2.46 | 74 | 0.206 | 0.146 | 1
2025-11-17 04:00 | 11 | 4 | 2 | 2.12 | 2.21 | 2.28 | 2.34 | 2.42 | 81 | 0.191 | 0.142 | 1
2025-11-17 05:00 | 11 | 5 | 1.73 | 1.83 | 1.9 | 1.96 | 2.01 | 2.07 | 66 | 0.208 | 0.133 | 1
2025-11-17 06:00 | 11 | 6 | 1.36 | 1.43 | 1.48 | 1.52 | 1.55 | 1.59 | 63 | 0.245 | 0.121 | 1
2025-11-17 07:00 | 11 | 7 | 1.94 | 2.03 | 2.09 | 2.14 | 2.18 | 2.23 | 47 | 0.214 | 0.105 | 1
2025-11-17 08:00 | 11 | 8 | 2.11 | 2.19 | 2.24 | 2.29 | 2.33 | 2.37 | 47 | 0.173 | 0.088 | 1
2025-11-17 09:00 | 11 | 9 | 2.31 | 2.41 | 2.49 | 2.55 | 2.6 | 2.66 | 54 | 0.172 | 0.107 | 1
2025-11-17 10:00 | 11 | 10 | 2.85 | 2.97 | 3.07 | 3.14 | 3.21 | 3.29 | 41 | 0.157 | 0.109 | 1
2025-11-17 11:00 | 11 | 11 | 3.68 | 3.87 | 4 | 4.11 | 4.2 | 4.31 | 40 | 0.134 | 0.119 | 1
2025-11-17 12:00 | 11 | 12 | 3.52 | 3.68 | 3.81 | 3.91 | 3.99 | 4.09 | 37 | 0.137 | 0.114 | 1
2025-11-17 13:00 | 11 | 13 | 4.21 | 4.42 | 4.58 | 4.7 | 4.81 | 4.94 | 47 | 0.135 | 0.122 | 1
2025-11-17 14:00 | 11 | 14 | 4.3 | 4.55 | 4.74 | 4.89 | 5.01 | 5.17 | 47 | 0.139 | 0.139 | 1
2025-11-17 15:00 | 11 | 15 | 4.25 | 4.51 | 4.7 | 4.86 | 4.99 | 5.15 | 43 | 0.141 | 0.145 | 1
2025-11-17 16:00 | 11 | 16 | 3.53 | 3.71 | 3.85 | 3.97 | 4.06 | 4.18 | 43 | 0.114 | 0.128 | 1
2025-11-17 17:00 | 11 | 17 | 2.77 | 2.89 | 2.98 | 3.05 | 3.11 | 3.19 | 50 | 0.163 | 0.108 | 1
2025-11-17 18:00 | 11 | 18 | 3.29 | 3.43 | 3.52 | 3.6 | 3.66 | 3.74 | 44 | 0.152 | 0.096 | 1
2025-11-17 19:00 | 11 | 19 | 3.28 | 3.42 | 3.53 | 3.62 | 3.69 | 3.78 | 35 | 0.151 | 0.109 | 1
2025-11-17 20:00 | 11 | 20 | 3.32 | 3.5 | 3.64 | 3.75 | 3.84 | 3.95 | 26 | 0.152 | 0.131 | 1
2025-11-17 21:00 | 11 | 21 | 2.51 | 2.65 | 2.76 | 2.85 | 2.92 | 3.01 | 16 | 0.144 | 0.14 | 1
2025-11-17 22:00 | 11 | 22 | 3.23 | 3.41 | 3.54 | 3.64 | 3.73 | 3.84 | 17 | 0.161 | 0.131 | 1
2025-11-17 23:00 | 11 | 23 | 3.6 | 3.8 | 3.95 | 4.07 | 4.17 | 4.29 | 23 | 0.128 | 0.132 | 1
2025-11-18 00:00 | 11 | 0 | 3.73 | 3.94 | 4.1 | 4.23 | 4.34 | 4.48 | 17 | 0.153 | 0.139 | 1
2025-11-18 01:00 | 11 | 1 | 3.32 | 3.53 | 3.68 | 3.8 | 3.9 | 4.03 | 8 | 0.146 | 0.146 | 1
2025-11-18 02:00 | 11 | 2 | 3.51 | 3.72 | 3.87 | 4 | 4.1 | 4.24 | 13 | 0.124 | 0.142 | 1
2025-11-18 03:00 | 11 | 3 | 3.5 | 3.73 | 3.89 | 4.03 | 4.14 | 4.29 | 31 | 0.138 | 0.152 | 1
2025-11-18 04:00 | 11 | 4 | 3.69 | 3.93 | 4.11 | 4.25 | 4.38 | 4.53 | 37 | 0.135 | 0.155 | 1
2025-11-18 05:00 | 11 | 5 | 3.96 | 4.18 | 4.34 | 4.48 | 4.59 | 4.73 | 43 | 0.136 | 0.135 | 1
2025-11-18 06:00 | 11 | 6 | 4.41 | 4.64 | 4.82 | 4.96 | 5.07 | 5.22 | 55 | 0.13 | 0.127 | 1
2025-11-18 07:00 | 11 | 7 | 4.21 | 4.42 | 4.59 | 4.72 | 4.83 | 4.96 | 62 | 0.12 | 0.125 | 1
2025-11-18 08:00 | 11 | 8 | 4.14 | 4.35 | 4.5 | 4.62 | 4.72 | 4.85 | 50 | 0.134 | 0.119 | 1
2025-11-18 09:00 | 11 | 9 | 2.86 | 3.02 | 3.14 | 3.23 | 3.31 | 3.41 | 53 | 0.159 | 0.132 | 1
2025-11-18 10:00 | 11 | 10 | 2.95 | 3.14 | 3.29 | 3.4 | 3.5 | 3.63 | 52 | 0.139 | 0.156 | 1
2025-11-18 11:00 | 11 | 11 | 3.48 | 3.7 | 3.86 | 3.99 | 4.1 | 4.24 | 50 | 0.145 | 0.149 | 1
2025-11-18 12:00 | 11 | 12 | 3.19 | 3.4 | 3.55 | 3.68 | 3.78 | 3.92 | 55 | 0.151 | 0.155 | 1
2025-11-18 13:00 | 11 | 13 | 2.91 | 3.08 | 3.2 | 3.3 | 3.38 | 3.49 | 47 | 0.171 | 0.137 | 1
2025-11-18 14:00 | 11 | 14 | 3.32 | 3.48 | 3.6 | 3.69 | 3.77 | 3.87 | 34 | 0.127 | 0.116 | 1
2025-11-18 15:00 | 11 | 15 | 2.94 | 3.06 | 3.16 | 3.23 | 3.29 | 3.37 | 38 | 0.141 | 0.104 | 1
2025-11-18 16:00 | 11 | 16 | 3.3 | 3.45 | 3.55 | 3.64 | 3.71 | 3.79 | 18 | 0.125 | 0.105 | 1
2025-11-18 17:00 | 11 | 17 | 2.76 | 2.88 | 2.97 | 3.04 | 3.1 | 3.18 | 13 | 0.15 | 0.108 | 1
2025-11-18 18:00 | 11 | 18 | 3.15 | 3.27 | 3.36 | 3.43 | 3.49 | 3.57 | 11 | 0.141 | 0.094 | 1
2025-11-18 19:00 | 11 | 19 | 3.37 | 3.5 | 3.6 | 3.68 | 3.74 | 3.83 | 15 | 0.145 | 0.097 | 1
2025-11-18 20:00 | 11 | 20 | 2.63 | 2.73 | 2.81 | 2.87 | 2.92 | 2.98 | 6 | 0.16 | 0.095 | 1
2025-11-18 21:00 | 11 | 21 | 3.44 | 3.59 | 3.71 | 3.8 | 3.87 | 3.96 | 3 | 0.126 | 0.107 | 1
2025-11-18 22:00 | 11 | 22 | 3.39 | 3.54 | 3.65 | 3.74 | 3.81 | 3.9 | 356 | 0.15 | 0.106 | 1
2025-11-18 23:00 | 11 | 23 | 2.61 | 2.72 | 2.81 | 2.87 | 2.93 | 3 | 12 | 0.144 | 0.106 | 1
2025-11-19 00:00 | 11 | 0 | 3.65 | 3.82 | 3.95 | 4.05 | 4.14 | 4.25 | 30 | 0.103 | 0.114 | 1
2025-11-19 01:00 | 11 | 1 | 3.45 | 3.65 | 3.8 | 3.91 | 4.01 | 4.14 | 33 | 0.14 | 0.137 | 1
2025-11-19 02:00 | 11 | 2 | 3.62 | 3.83 | 3.99 | 4.12 | 4.22 | 4.36 | 21 | 0.141 | 0.14 | 1
2025-11-19 03:00 | 11 | 3 | 2.81 | 2.97 | 3.1 | 3.2 | 3.28 | 3.39 | 5 | 0.148 | 0.142 | 1
2025-11-19 04:00 | 11 | 4 | 3.08 | 3.26 | 3.4 | 3.51 | 3.6 | 3.72 | 1 | 0.164 | 0.143 | 1
2025-11-19 05:00 | 11 | 5 | 2.78 | 2.95 | 3.07 | 3.16 | 3.24 | 3.35 | 355 | 0.182 | 0.139 | 1
2025-11-19 06:00 | 11 | 6 | 3.61 | 3.79 | 3.92 | 4.03 | 4.12 | 4.23 | 2 | 0.105 | 0.12 | 1
2025-11-19 07:00 | 11 | 7 | 3.87 | 4.06 | 4.19 | 4.3 | 4.4 | 4.51 | 13 | 0.128 | 0.116 | 1
2025-11-19 08:00 | 11 | 8 | 4.24 | 4.41 | 4.53 | 4.63 | 4.71 | 4.81 | 15 | 0.135 | 0.096 | 1
2025-11-19 09:00 | 11 | 9 | 4.67 | 4.86 | 4.99 | 5.1 | 5.19 | 5.3 | 13 | 0.156 | 0.095 | 1
2025-11-19 10:00 | 11 | 10 | 3.59 | 3.75 | 3.88 | 3.97 | 4.06 | 4.16 | 5 | 0.128 | 0.112 | 1
2025-11-19 11:00 | 11 | 11 | 3.26 | 3.44 | 3.57 | 3.68 | 3.76 | 3.88 | 10 | 0.132 | 0.13 | 1
2025-11-19 12:00 | 11 | 12 | 3.38 | 3.54 | 3.67 | 3.76 | 3.85 | 3.95 | 3 | 0.157 | 0.118 | 1
2025-11-19 13:00 | 11 | 13 | 2.64 | 2.79 | 2.9 | 2.98 | 3.05 | 3.15 | 4 | 0.16 | 0.132 | 1
2025-11-19 14:00 | 11 | 14 | 2.59 | 2.74 | 2.85 | 2.94 | 3.01 | 3.1 | 11 | 0.165 | 0.138 | 1
2025-11-19 15:00 | 11 | 15 | 2.34 | 2.48 | 2.58 | 2.67 | 2.74 | 2.83 | 24 | 0.156 | 0.143 | 1
2025-11-19 16:00 | 11 | 16 | 3.03 | 3.19 | 3.3 | 3.4 | 3.47 | 3.57 | 31 | 0.144 | 0.124 | 1
2025-11-19 17:00 | 11 | 17 | 3.81 | 4.02 | 4.17 | 4.3 | 4.4 | 4.54 | 29 | 0.141 | 0.132 | 1
2025-11-19 18:00 | 11 | 18 | 3.69 | 3.89 | 4.05 | 4.17 | 4.27 | 4.4 | 34 | 0.118 | 0.134 | 1
2025-11-19 19:00 | 11 | 19 | 3.22 | 3.45 | 3.62 | 3.76 | 3.87 | 4.02 | 58 | 0.143 | 0.168 | 1
2025-11-19 20:00 | 11 | 20 | 2.94 | 3.13 | 3.28 | 3.39 | 3.49 | 3.61 | 43 | 0.149 | 0.154 | 1
2025-11-19 21:00 | 11 | 21 | 2.33 | 2.48 | 2.59 | 2.68 | 2.75 | 2.85 | 22 | 0.182 | 0.151 | 1
2025-11-19 22:00 | 11 | 22 | 1.99 | 2.11 | 2.21 | 2.28 | 2.34 | 2.42 | 30 | 0.179 | 0.149 | 1
2025-11-19 23:00 | 11 | 23 | 1.92 | 2.05 | 2.15 | 2.23 | 2.29 | 2.38 | 24 | 0.192 | 0.162 | 1
2025-11-20 00:00 | 11 | 0 | 1.54 | 1.65 | 1.73 | 1.8 | 1.86 | 1.93 | 26 | 0.234 | 0.173 | 1
2025-11-20 01:00 | 11 | 1 | 1.24 | 1.32 | 1.37 | 1.42 | 1.46 | 1.51 | 34 | 0.256 | 0.148 | 1
2025-11-20 02:00 | 11 | 2 | 1.47 | 1.56 | 1.62 | 1.67 | 1.72 | 1.77 | 34 | 0.25 | 0.138 | 1
2025-11-20 03:00 | 11 | 3 | 1.6 | 1.68 | 1.75 | 1.8 | 1.84 | 1.89 | 15 | 0.222 | 0.127 | 1
2025-11-20 04:00 | 11 | 4 | 1.65 | 1.72 | 1.77 | 1.81 | 1.84 | 1.89 | 28 | 0.199 | 0.102 | 1
2025-11-20 05:00 | 11 | 5 | 1.53 | 1.6 | 1.65 | 1.68 | 1.72 | 1.76 | 34 | 0.202 | 0.103 | 1
2025-11-20 06:00 | 11 | 6 | 2.18 | 2.27 | 2.34 | 2.4 | 2.44 | 2.5 | 36 | 0.18 | 0.105 | 1
2025-11-20 07:00 | 11 | 7 | 2.22 | 2.31 | 2.37 | 2.42 | 2.46 | 2.51 | 31 | 0.181 | 0.092 | 1
2025-11-20 08:00 | 11 | 8 | 2.93 | 3.04 | 3.11 | 3.18 | 3.23 | 3.29 | 31 | 0.156 | 0.089 | 1
2025-11-20 09:00 | 11 | 9 | 3.18 | 3.29 | 3.36 | 3.43 | 3.48 | 3.54 | 21 | 0.128 | 0.082 | 1
2025-11-20 10:00 | 11 | 10 | 3.15 | 3.24 | 3.31 | 3.36 | 3.4 | 3.46 | 18 | 0.151 | 0.07 | 1
2025-11-20 11:00 | 11 | 11 | 3.43 | 3.54 | 3.61 | 3.67 | 3.72 | 3.79 | 13 | 0.164 | 0.075 | 1
2025-11-20 12:00 | 11 | 12 | 3.11 | 3.21 | 3.28 | 3.33 | 3.38 | 3.44 | 3 | 0.142 | 0.077 | 1
2025-11-20 13:00 | 11 | 13 | 3.42 | 3.52 | 3.59 | 3.65 | 3.7 | 3.76 | 1 | 0.141 | 0.072 | 1
2025-11-20 14:00 | 11 | 14 | 3.7 | 3.78 | 3.84 | 3.89 | 3.93 | 3.98 | 359 | 0.136 | 0.056 | 1
2025-11-20 15:00 | 11 | 15 | 3.5 | 3.59 | 3.65 | 3.7 | 3.74 | 3.79 | 16 | 0.133 | 0.06 | 1
2025-11-20 16:00 | 11 | 16 | 2.9 | 2.98 | 3.04 | 3.08 | 3.12 | 3.17 | 25 | 0.159 | 0.068 | 1
2025-11-20 17:00 | 11 | 17 | 2.19 | 2.25 | 2.29 | 2.32 | 2.34 | 2.38 | 26 | 0.179 | 0.061 | 1
2025-11-20 18:00 | 11 | 18 | 2.48 | 2.55 | 2.6 | 2.64 | 2.67 | 2.71 | 30 | 0.16 | 0.068 | 1
2025-11-20 19:00 | 11 | 19 | 2.15 | 2.21 | 2.26 | 2.3 | 2.33 | 2.37 | 31 | 0.19 | 0.074 | 1
2025-11-20 20:00 | 11 | 20 | 1.99 | 2.05 | 2.09 | 2.12 | 2.14 | 2.18 | 23 | 0.188 | 0.068 | 1
2025-11-20 21:00 | 11 | 21 | 1.63 | 1.68 | 1.71 | 1.74 | 1.76 | 1.79 | 18 | 0.239 | 0.069 | 1
2025-11-20 22:00 | 11 | 22 | 1.18 | 1.22 | 1.24 | 1.26 | 1.27 | 1.29 | 24 | 0.272 | 0.066 | 1
2025-11-20 23:00 | 11 | 23 | 1.18 | 1.22 | 1.25 | 1.27 | 1.29 | 1.31 | 11 | 0.271 | 0.082 | 1
2025-11-21 00:00 | 11 | 0 | 1.4 | 1.45 | 1.49 | 1.52 | 1.54 | 1.57 | 22 | 0.233 | 0.086 | 1
2025-11-21 01:00 | 11 | 1 | 1.46 | 1.51 | 1.55 | 1.58 | 1.6 | 1.63 | 21 | 0.202 | 0.081 | 1
2025-11-21 02:00 | 11 | 2 | 1.79 | 1.86 | 1.92 | 1.96 | 1.99 | 2.04 | 26 | 0.185 | 0.097 | 1
2025-11-21 03:00 | 11 | 3 | 1.22 | 1.28 | 1.32 | 1.35 | 1.38 | 1.41 | 27 | 0.274 | 0.111 | 1
2025-11-21 04:00 | 11 | 4 | 0.94 | 0.98 | 1.02 | 1.05 | 1.07 | 1.1 | 29 | 0.3 | 0.121 | 1
2025-11-21 05:00 | 11 | 5 | 1.13 | 1.2 | 1.24 | 1.28 | 1.31 | 1.35 | 41 | 0.268 | 0.133 | 1
2025-11-21 06:00 | 11 | 6 | 1.15 | 1.22 | 1.26 | 1.3 | 1.33 | 1.37 | 27 | 0.267 | 0.129 | 1
2025-11-21 07:00 | 11 | 7 | 1.42 | 1.49 | 1.54 | 1.58 | 1.61 | 1.65 | 34 | 0.252 | 0.111 | 1
2025-11-21 08:00 | 11 | 8 | 1.77 | 1.85 | 1.91 | 1.96 | 2 | 2.04 | 28 | 0.188 | 0.109 | 1
2025-11-21 09:00 | 11 | 9 | 1.92 | 2.02 | 2.1 | 2.17 | 2.22 | 2.28 | 28 | 0.185 | 0.132 | 1
2025-11-21 10:00 | 11 | 10 | 1.86 | 1.96 | 2.04 | 2.1 | 2.16 | 2.23 | 29 | 0.194 | 0.137 | 1
2025-11-21 11:00 | 11 | 11 | 1.42 | 1.5 | 1.57 | 1.61 | 1.66 | 1.71 | 14 | 0.223 | 0.138 | 1
2025-11-21 12:00 | 11 | 12 | 1.91 | 2.02 | 2.09 | 2.16 | 2.21 | 2.28 | 7 | 0.206 | 0.133 | 1
2025-11-21 13:00 | 11 | 13 | 2.24 | 2.37 | 2.47 | 2.54 | 2.61 | 2.69 | 5 | 0.171 | 0.139 | 1
2025-11-21 14:00 | 11 | 14 | 2.67 | 2.84 | 2.96 | 3.06 | 3.15 | 3.25 | 21 | 0.151 | 0.15 | 1
2025-11-21 15:00 | 11 | 15 | 2.93 | 3.1 | 3.23 | 3.33 | 3.42 | 3.53 | 18 | 0.144 | 0.141 | 1
2025-11-21 16:00 | 11 | 16 | 2.5 | 2.63 | 2.72 | 2.8 | 2.86 | 2.94 | 17 | 0.178 | 0.124 | 1
2025-11-21 17:00 | 11 | 17 | 2.68 | 2.78 | 2.86 | 2.92 | 2.97 | 3.03 | 20 | 0.149 | 0.094 | 1
2025-11-21 18:00 | 11 | 18 | 2.49 | 2.59 | 2.67 | 2.72 | 2.77 | 2.83 | 17 | 0.17 | 0.096 | 1
2025-11-21 19:00 | 11 | 19 | 2.1 | 2.17 | 2.21 | 2.25 | 2.29 | 2.33 | 27 | 0.2 | 0.078 | 1
2025-11-21 20:00 | 11 | 20 | 1.95 | 2.02 | 2.07 | 2.12 | 2.15 | 2.2 | 21 | 0.185 | 0.091 | 1
2025-11-21 21:00 | 11 | 21 | 2.33 | 2.45 | 2.54 | 2.61 | 2.67 | 2.74 | 6 | 0.166 | 0.122 | 1
2025-11-21 22:00 | 11 | 22 | 2.01 | 2.1 | 2.17 | 2.22 | 2.27 | 2.32 | 13 | 0.185 | 0.107 | 1
2025-11-21 23:00 | 11 | 23 | 2.17 | 2.27 | 2.35 | 2.41 | 2.46 | 2.52 | 16 | 0.176 | 0.113 | 1
2025-11-22 00:00 | 11 | 0 | 2.41 | 2.54 | 2.64 | 2.72 | 2.79 | 2.87 | 17 | 0.151 | 0.133 | 1
2025-11-22 01:00 | 11 | 1 | 1.73 | 1.83 | 1.92 | 1.98 | 2.04 | 2.11 | 24 | 0.2 | 0.15 | 1
2025-11-22 02:00 | 11 | 2 | 1.77 | 1.89 | 1.98 | 2.06 | 2.12 | 2.19 | 29 | 0.195 | 0.161 | 0
2025-11-22 03:00 | 11 | 3 | 1.74 | 1.87 | 1.96 | 2.03 | 2.09 | 2.17 | 25 | 0.194 | 0.165 | 1
2025-11-22 04:00 | 11 | 4 | 0.78 | 0.84 | 0.88 | 0.91 | 0.93 | 0.97 | 5 | 0.3 | 0.159 | 1
2025-11-22 05:00 | 11 | 5 | 1.4 | 1.48 | 1.54 | 1.58 | 1.62 | 1.67 | 6 | 0.261 | 0.133 | 1
2025-11-22 06:00 | 11 | 6 | 1.47 | 1.55 | 1.61 | 1.66 | 1.7 | 1.75 | 3 | 0.238 | 0.128 | 1
2025-11-22 07:00 | 11 | 7 | 1.02 | 1.07 | 1.11 | 1.14 | 1.16 | 1.2 | 6 | 0.3 | 0.117 | 1
2025-11-22 08:00 | 11 | 8 | 0.98 | 1.02 | 1.06 | 1.08 | 1.11 | 1.14 | 15 | 0.3 | 0.113 | 1
2025-11-22 09:00 | 11 | 9 | 1.09 | 1.14 | 1.18 | 1.21 | 1.24 | 1.27 | 14 | 0.298 | 0.114 | 1
2025-11-22 10:00 | 11 | 10 | 0.84 | 0.88 | 0.91 | 0.93 | 0.96 | 0.98 | 17 | 0.3 | 0.122 | 1
2025-11-22 11:00 | 11 | 11 | 0.87 | 0.91 | 0.95 | 0.97 | 1 | 1.02 | 27 | 0.3 | 0.125 | 1
2025-11-22 12:00 | 11 | 12 | 1.13 | 1.19 | 1.24 | 1.27 | 1.3 | 1.34 | 29 | 0.223 | 0.132 | 1
2025-11-22 13:00 | 11 | 13 | 1.01 | 1.06 | 1.1 | 1.13 | 1.15 | 1.19 | 24 | 0.3 | 0.122 | 1
2025-11-22 14:00 | 11 | 14 | 1.12 | 1.16 | 1.2 | 1.23 | 1.25 | 1.28 | 23 | 0.266 | 0.102 | 1
2025-11-22 15:00 | 11 | 15 | 1.89 | 1.96 | 2.01 | 2.05 | 2.09 | 2.13 | 27 | 0.217 | 0.089 | 1
2025-11-22 16:00 | 11 | 16 | 2.3 | 2.38 | 2.44 | 2.48 | 2.52 | 2.57 | 21 | 0.18 | 0.084 | 1
2025-11-22 17:00 | 11 | 17 | 1.72 | 1.78 | 1.83 | 1.87 | 1.9 | 1.94 | 8 | 0.176 | 0.091 | 1
2025-11-22 18:00 | 11 | 18 | 1.48 | 1.54 | 1.59 | 1.63 | 1.66 | 1.7 | 15 | 0.244 | 0.106 | 1
2025-11-22 19:00 | 11 | 19 | 1.04 | 1.09 | 1.12 | 1.15 | 1.18 | 1.21 | 33 | 0.279 | 0.114 | 1
2025-11-22 20:00 | 11 | 20 | 1.9 | 1.98 | 2.05 | 2.1 | 2.14 | 2.19 | 31 | 0.171 | 0.108 | 1
2025-11-22 21:00 | 11 | 21 | 1.96 | 2.04 | 2.09 | 2.14 | 2.18 | 2.22 | 28 | 0.21 | 0.094 | 1
2025-11-22 22:00 | 11 | 22 | 1.76 | 1.85 | 1.91 | 1.96 | 2.01 | 2.06 | 30 | 0.197 | 0.119 | 1
2025-11-22 23:00 | 11 | 23 | 1.21 | 1.27 | 1.32 | 1.36 | 1.39 | 1.43 | 27 | 0.276 | 0.127 | 1
2025-11-23 00:00 | 11 | 0 | 0.92 | 0.98 | 1.01 | 1.05 | 1.07 | 1.11 | 21 | 0.3 | 0.137 | 1
2025-11-23 01:00 | 11 | 1 | 0.8 | 0.84 | 0.87 | 0.9 | 0.92 | 0.95 | 18 | 0.3 | 0.137 | 1
2025-11-23 02:00 | 11 | 2 | 1.16 | 1.22 | 1.27 | 1.31 | 1.35 | 1.39 | 3 | 0.265 | 0.137 | 1
2025-11-23 03:00 | 11 | 3 | 1.07 | 1.14 | 1.18 | 1.22 | 1.25 | 1.29 | 358 | 0.294 | 0.142 | 1
2025-11-23 04:00 | 11 | 4 | 1.05 | 1.12 | 1.17 | 1.21 | 1.24 | 1.28 | 356 | 0.279 | 0.15 | 1
2025-11-23 05:00 | 11 | 5 | 0.73 | 0.77 | 0.8 | 0.82 | 0.84 | 0.87 | 2 | 0.3 | 0.13 | 1
2025-11-23 06:00 | 11 | 6 | 0.73 | 0.76 | 0.79 | 0.81 | 0.83 | 0.85 | 6 | 0.3 | 0.119 | 1
2025-11-23 07:00 | 11 | 7 | 1.17 | 1.23 | 1.28 | 1.32 | 1.35 | 1.39 | 7 | 0.273 | 0.127 | 1
2025-11-23 08:00 | 11 | 8 | 1.54 | 1.62 | 1.68 | 1.72 | 1.76 | 1.81 | 17 | 0.235 | 0.125 | 1
2025-11-23 09:00 | 11 | 9 | 0.97 | 1.02 | 1.05 | 1.08 | 1.1 | 1.13 | 14 | 0.3 | 0.113 | 1
2025-11-23 10:00 | 11 | 10 | 1.01 | 1.05 | 1.07 | 1.09 | 1.11 | 1.14 | 20 | 0.3 | 0.089 | 1
2025-11-23 11:00 | 11 | 11 | 0.81 | 0.83 | 0.85 | 0.86 | 0.88 | 0.89 | 26 | 0.3 | 0.073 | 1
2025-11-23 12:00 | 11 | 12 | 0.38 | 0.39 | 0.39 | 0.4 | 0.4 | 0.41 | 20 | 0.3 | 0.064 | 1
2025-11-23 13:00 | 11 | 13 | 0.32 | 0.33 | 0.34 | 0.34 | 0.35 | 0.35 | 23 | 0.3 | 0.07 | 1
2025-11-23 14:00 | 11 | 14 | 0.16 | 0.17 | 0.17 | 0.17 | 0.17 | 0.18 | 14 | 0.3 | 0.063 | 1
2025-11-23 15:00 | 11 | 15 | 0.12 | 0.13 | 0.13 | 0.13 | 0.13 | 0.14 | 14 | 0.3 | 0.067 | 1
2025-11-23 16:00 | 11 | 16 | 0.17 | 0.18 | 0.18 | 0.18 | 0.18 | 0.19 | 21 | 0.3 | 0.056 | 1
2025-11-23 17:00 | 11 | 17 | 0.18 | 0.19 | 0.19 | 0.2 | 0.2 | 0.2 | 27 | 0.3 | 0.077 | 1
2025-11-23 18:00 | 11 | 18 | 0.13 | 0.13 | 0.13 | 0.14 | 0.14 | 0.14 | 29 | 0.3 | 0.081 | 1
2025-11-23 19:00 | 11 | 19 | 0.11 | 0.11 | 0.11 | 0.11 | 0.12 | 0.12 | 28 | 0.3 | 0.08 | 1
2025-11-23 20:00 | 11 | 20 | 0.14 | 0.14 | 0.15 | 0.15 | 0.15 | 0.16 | 31 | 0.3 | 0.098 | 1
2025-11-23 21:00 | 11 | 21 | 0.1 | 0.1 | 0.11 | 0.11 | 0.11 | 0.11 | 12 | 0.3 | 0.093 | 1
2025-11-23 22:00 | 11 | 22 | 0.1 | 0.1 | 0.1 | 0.11 | 0.11 | 0.11 | 14 | 0.3 | 0.109 | 1
2025-11-23 23:00 | 11 | 23 | 0.16 | 0.17 | 0.18 | 0.18 | 0.19 | 0.19 | 16 | 0.3 | 0.128 | 1
2025-11-24 00:00 | 11 | 0 | 0.16 | 0.16 | 0.17 | 0.18 | 0.18 | 0.18 | 16 | 0.3 | 0.122 | 1
2025-11-24 01:00 | 11 | 1 | 0.13 | 0.14 | 0.15 | 0.15 | 0.15 | 0.16 | 20 | 0.3 | 0.129 | 1
2025-11-24 02:00 | 11 | 2 | 0.13 | 0.13 | 0.14 | 0.14 | 0.15 | 0.15 | 16 | 0.3 | 0.115 | 1
2025-11-24 03:00 | 11 | 3 | 0.09 | 0.1 | 0.1 | 0.11 | 0.11 | 0.11 | 12 | 0.3 | 0.11 | 1
2025-11-24 04:00 | 11 | 4 | 0.07 | 0.07 | 0.08 | 0.08 | 0.08 | 0.08 | 12 | 0.3 | 0.109 | 1
2025-11-24 05:00 | 11 | 5 | 0.16 | 0.17 | 0.17 | 0.18 | 0.18 | 0.18 | 7 | 0.3 | 0.108 | 1
2025-11-24 06:00 | 11 | 6 | 0.15 | 0.16 | 0.16 | 0.17 | 0.17 | 0.17 | 17 | 0.299 | 0.098 | 1
2025-11-24 07:00 | 11 | 7 | 0.15 | 0.16 | 0.17 | 0.17 | 0.17 | 0.18 | 10 | 0.3 | 0.102 | 1
2025-11-24 08:00 | 11 | 8 | 0.1 | 0.1 | 0.1 | 0.11 | 0.11 | 0.11 | 10 | 0.3 | 0.085 | 1
2025-11-24 09:00 | 11 | 9 | 0.12 | 0.12 | 0.13 | 0.13 | 0.13 | 0.13 | 8 | 0.3 | 0.076 | 1
2025-11-24 10:00 | 11 | 10 | 0.14 | 0.15 | 0.15 | 0.15 | 0.16 | 0.16 | 4 | 0.3 | 0.071 | 1
2025-11-24 11:00 | 11 | 11 | 0.13 | 0.14 | 0.14 | 0.14 | 0.15 | 0.15 | 4 | 0.3 | 0.067 | 1
2025-11-24 12:00 | 11 | 12 | 0.09 | 0.1 | 0.1 | 0.1 | 0.1 | 0.1 | 32 | 0.3 | 0.084 | 1
2025-11-24 13:00 | 11 | 13 | 0.12 | 0.12 | 0.13 | 0.13 | 0.13 | 0.13 | 22 | 0.3 | 0.073 | 1
2025-11-24 14:00 | 11 | 14 | 0.13 | 0.13 | 0.14 | 0.14 | 0.14 | 0.14 | 32 | 0.3 | 0.076 | 1
2025-11-24 15:00 | 11 | 15 | 0.1 | 0.11 | 0.11 | 0.11 | 0.11 | 0.12 | 19 | 0.3 | 0.091 | 1
2025-11-24 16:00 | 11 | 16 | 0.06 | 0.06 | 0.07 | 0.07 | 0.07 | 0.07 | 4 | 0.3 | 0.103 | 1
2025-11-24 17:00 | 11 | 17 | 0.12 | 0.12 | 0.13 | 0.13 | 0.13 | 0.13 | 5 | 0.3 | 0.093 | 1
2025-11-24 18:00 | 11 | 18 | 0.27 | 0.28 | 0.29 | 0.3 | 0.31 | 0.32 | 11 | 0.299 | 0.121 | 1
2025-11-24 19:00 | 11 | 19 | 0.14 | 0.15 | 0.16 | 0.16 | 0.17 | 0.17 | 12 | 0.3 | 0.128 | 1
2025-11-24 20:00 | 11 | 20 | 0.09 | 0.1 | 0.1 | 0.1 | 0.11 | 0.11 | 15 | 0.3 | 0.139 | 1
2025-11-24 21:00 | 11 | 21 | 0.25 | 0.26 | 0.28 | 0.28 | 0.29 | 0.3 | 11 | 0.3 | 0.146 | 1
2025-11-24 22:00 | 11 | 22 | 0.21 | 0.23 | 0.24 | 0.25 | 0.25 | 0.26 | 19 | 0.3 | 0.156 | 1
2025-11-24 23:00 | 11 | 23 | 0.23 | 0.24 | 0.25 | 0.26 | 0.27 | 0.27 | 16 | 0.3 | 0.142 | 1
2025-11-25 00:00 | 11 | 0 | 0.26 | 0.28 | 0.29 | 0.3 | 0.31 | 0.32 | 13 | 0.3 | 0.14 | 1
2025-11-25 01:00 | 11 | 1 | 0.41 | 0.43 | 0.45 | 0.46 | 0.47 | 0.49 | 5 | 0.3 | 0.134 | 1
2025-11-25 02:00 | 11 | 2 | 0.48 | 0.51 | 0.52 | 0.54 | 0.55 | 0.57 | 12 | 0.3 | 0.125 | 1
2025-11-25 03:00 | 11 | 3 | 0.46 | 0.49 | 0.5 | 0.52 | 0.53 | 0.54 | 7 | 0.3 | 0.124 | 1
2025-11-25 04:00 | 11 | 4 | 0.68 | 0.72 | 0.74 | 0.76 | 0.78 | 0.8 | 18 | 0.3 | 0.121 | 1
2025-11-25 05:00 | 11 | 5 | 0.87 | 0.92 | 0.95 | 0.98 | 1 | 1.03 | 13 | 0.292 | 0.126 | 1
2025-11-25 06:00 | 11 | 6 | 1.23 | 1.28 | 1.32 | 1.35 | 1.38 | 1.41 | 14 | 0.247 | 0.106 | 1
2025-11-25 07:00 | 11 | 7 | 0.85 | 0.88 | 0.91 | 0.93 | 0.94 | 0.96 | 34 | 0.3 | 0.097 | 1
2025-11-25 08:00 | 11 | 8 | 0.98 | 1.03 | 1.06 | 1.08 | 1.1 | 1.13 | 32 | 0.3 | 0.106 | 1
2025-11-25 09:00 | 11 | 9 | 0.66 | 0.68 | 0.7 | 0.71 | 0.72 | 0.73 | 30 | 0.3 | 0.08 | 1
2025-11-25 10:00 | 11 | 10 | 0.59 | 0.61 | 0.62 | 0.63 | 0.64 | 0.65 | 22 | 0.3 | 0.075 | 1
2025-11-25 11:00 | 11 | 11 | 0.49 | 0.5 | 0.51 | 0.52 | 0.52 | 0.53 | 17 | 0.3 | 0.05 | 1
2025-11-25 12:00 | 11 | 12 | 0.54 | 0.55 | 0.56 | 0.57 | 0.58 | 0.58 | 19 | 0.3 | 0.058 | 1
2025-11-25 13:00 | 11 | 13 | 0.54 | 0.56 | 0.57 | 0.58 | 0.58 | 0.59 | 29 | 0.3 | 0.066 | 1
2025-11-25 14:00 | 11 | 14 | 0.69 | 0.71 | 0.73 | 0.74 | 0.75 | 0.76 | 27 | 0.3 | 0.07 | 1
2025-11-25 15:00 | 11 | 15 | 0.49 | 0.5 | 0.51 | 0.52 | 0.53 | 0.54 | 15 | 0.3 | 0.078 | 1
2025-11-25 16:00 | 11 | 16 | 0.34 | 0.35 | 0.36 | 0.37 | 0.37 | 0.38 | 4 | 0.3 | 0.083 | 1
2025-11-25 17:00 | 11 | 17 | 0.31 | 0.32 | 0.33 | 0.34 | 0.34 | 0.35 | 358 | 0.3 | 0.076 | 1
2025-11-25 18:00 | 11 | 18 | 0.27 | 0.27 | 0.28 | 0.28 | 0.29 | 0.29 | 3 | 0.3 | 0.068 | 1
2025-11-25 19:00 | 11 | 19 | 0.28 | 0.29 | 0.3 | 0.3 | 0.31 | 0.31 | 358 | 0.3 | 0.087 | 1
2025-11-25 20:00 | 11 | 20 | 0.36 | 0.37 | 0.39 | 0.39 | 0.4 | 0.41 | 0 | 0.3 | 0.097 | 1
2025-11-25 21:00 | 11 | 21 | 0.3 | 0.32 | 0.33 | 0.33 | 0.34 | 0.35 | 5 | 0.3 | 0.106 | 1
2025-11-25 22:00 | 11 | 22 | 0.23 | 0.24 | 0.25 | 0.26 | 0.26 | 0.27 | 6 | 0.3 | 0.113 | 1
2025-11-25 23:00 | 11 | 23 | 0.12 | 0.13 | 0.14 | 0.14 | 0.14 | 0.15 | 11 | 0.3 | 0.121 | 1
2025-11-26 00:00 | 11 | 0 | 0.17 | 0.18 | 0.18 | 0.19 | 0.19 | 0.19 | 12 | 0.3 | 0.099 | 1
2025-11-26 01:00 | 11 | 1 | 0.12 | 0.13 | 0.13 | 0.13 | 0.13 | 0.14 | 3 | 0.3 | 0.086 | 1
2025-11-26 02:00 | 11 | 2 | 0.08 | 0.08 | 0.08 | 0.09 | 0.09 | 0.09 | 5 | 0.3 | 0.089 | 1
2025-11-26 03:00 | 11 | 3 | 0.11 | 0.12 | 0.12 | 0.12 | 0.12 | 0.13 | 8 | 0.3 | 0.087 | 1
2025-11-26 04:00 | 11 | 4 | 0.17 | 0.17 | 0.18 | 0.18 | 0.19 | 0.19 | 22 | 0.3 | 0.093 | 1
2025-11-26 05:00 | 11 | 5 | 0.24 | 0.25 | 0.26 | 0.26 | 0.26 | 0.27 | 16 | 0.3 | 0.086 | 1
2025-11-26 06:00 | 11 | 6 | 0.32 | 0.33 | 0.34 | 0.35 | 0.36 | 0.37 | 8 | 0.3 | 0.096 | 1
2025-11-26 07:00 | 11 | 7 | 0.33 | 0.35 | 0.36 | 0.37 | 0.37 | 0.38 | 11 | 0.3 | 0.1 | 1
2025-11-26 08:00 | 11 | 8 | 0.36 | 0.37 | 0.38 | 0.38 | 0.39 | 0.4 | 24 | 0.3 | 0.077 | 1
2025-11-26 09:00 | 11 | 9 | 0.27 | 0.28 | 0.28 | 0.29 | 0.29 | 0.3 | 29 | 0.3 | 0.068 | 1
2025-11-26 10:00 | 11 | 10 | 0.43 | 0.44 | 0.45 | 0.46 | 0.47 | 0.47 | 32 | 0.3 | 0.081 | 1
2025-11-26 11:00 | 11 | 11 | 0.66 | 0.68 | 0.69 | 0.71 | 0.72 | 0.73 | 31 | 0.3 | 0.076 | 1
2025-11-26 12:00 | 11 | 12 | 0.79 | 0.8 | 0.82 | 0.83 | 0.83 | 0.84 | 28 | 0.3 | 0.055 | 1
2025-11-26 13:00 | 11 | 13 | 1.04 | 1.07 | 1.1 | 1.11 | 1.13 | 1.15 | 31 | 0.299 | 0.073 | 1
2025-11-26 14:00 | 11 | 14 | 2.07 | 2.13 | 2.17 | 2.21 | 2.23 | 2.27 | 33 | 0.195 | 0.072 | 1
2025-11-26 15:00 | 11 | 15 | 1.91 | 1.97 | 2.02 | 2.05 | 2.08 | 2.11 | 38 | 0.187 | 0.074 | 1
2025-11-26 16:00 | 11 | 16 | 1.54 | 1.58 | 1.62 | 1.64 | 1.66 | 1.69 | 34 | 0.237 | 0.069 | 1
2025-11-26 17:00 | 11 | 17 | 1.15 | 1.19 | 1.22 | 1.24 | 1.26 | 1.29 | 31 | 0.277 | 0.083 | 1
2025-11-26 18:00 | 11 | 18 | 1.47 | 1.53 | 1.57 | 1.6 | 1.63 | 1.67 | 35 | 0.246 | 0.094 | 1
2025-11-26 19:00 | 11 | 19 | 1.91 | 1.98 | 2.04 | 2.08 | 2.12 | 2.16 | 35 | 0.186 | 0.092 | 1
2025-11-26 20:00 | 11 | 20 | 2.11 | 2.22 | 2.3 | 2.36 | 2.41 | 2.48 | 35 | 0.185 | 0.121 | 1
2025-11-26 21:00 | 11 | 21 | 2.32 | 2.44 | 2.53 | 2.61 | 2.67 | 2.74 | 27 | 0.184 | 0.129 | 1
2025-11-26 22:00 | 11 | 22 | 2.21 | 2.32 | 2.41 | 2.48 | 2.53 | 2.61 | 28 | 0.176 | 0.125 | 1
2025-11-26 23:00 | 11 | 23 | 2.65 | 2.8 | 2.91 | 3 | 3.08 | 3.17 | 22 | 0.14 | 0.137 | 1
2025-11-27 00:00 | 11 | 0 | 2.82 | 2.98 | 3.1 | 3.19 | 3.27 | 3.37 | 18 | 0.136 | 0.134 | 1
2025-11-27 01:00 | 11 | 1 | 2.99 | 3.18 | 3.32 | 3.44 | 3.53 | 3.66 | 23 | 0.152 | 0.153 | 1
2025-11-27 02:00 | 11 | 2 | 3.13 | 3.32 | 3.46 | 3.57 | 3.66 | 3.78 | 19 | 0.151 | 0.142 | 1
2025-11-27 03:00 | 11 | 3 | 2.66 | 2.8 | 2.91 | 2.99 | 3.06 | 3.15 | 15 | 0.155 | 0.128 | 1
2025-11-27 04:00 | 11 | 4 | 2.35 | 2.48 | 2.58 | 2.65 | 2.72 | 2.8 | 21 | 0.193 | 0.133 | 1
2025-11-27 05:00 | 11 | 5 | 2.2 | 2.32 | 2.4 | 2.47 | 2.53 | 2.6 | 31 | 0.15 | 0.128 | 1
2025-11-27 06:00 | 11 | 6 | 2.38 | 2.5 | 2.58 | 2.65 | 2.7 | 2.77 | 27 | 0.162 | 0.116 | 1
2025-11-27 07:00 | 11 | 7 | 3.01 | 3.16 | 3.27 | 3.35 | 3.43 | 3.52 | 24 | 0.159 | 0.119 | 1
2025-11-27 08:00 | 11 | 8 | 3.75 | 3.94 | 4.07 | 4.19 | 4.28 | 4.4 | 16 | 0.132 | 0.121 | 1
2025-11-27 09:00 | 11 | 9 | 4.13 | 4.33 | 4.48 | 4.6 | 4.7 | 4.83 | 21 | 0.14 | 0.118 | 1
2025-11-27 10:00 | 11 | 10 | 3.06 | 3.2 | 3.3 | 3.38 | 3.45 | 3.53 | 27 | 0.15 | 0.107 | 1
2025-11-27 11:00 | 11 | 11 | 3.98 | 4.13 | 4.24 | 4.33 | 4.41 | 4.5 | 31 | 0.131 | 0.093 | 1
2025-11-27 12:00 | 11 | 12 | 3.93 | 4.07 | 4.17 | 4.25 | 4.32 | 4.4 | 33 | 0.131 | 0.086 | 1
2025-11-27 13:00 | 11 | 13 | 3.18 | 3.28 | 3.36 | 3.41 | 3.46 | 3.52 | 51 | 0.19 | 0.078 | 1
2025-11-27 14:00 | 11 | 14 | 3.39 | 3.5 | 3.58 | 3.64 | 3.69 | 3.75 | 65 | 0.147 | 0.076 | 1
2025-11-27 15:00 | 11 | 15 | 3.85 | 3.96 | 4.03 | 4.09 | 4.14 | 4.2 | 62 | 0.109 | 0.066 | 1
2025-11-27 16:00 | 11 | 16 | 3.71 | 3.8 | 3.87 | 3.93 | 3.97 | 4.03 | 61 | 0.153 | 0.063 | 1
2025-11-27 17:00 | 11 | 17 | 3.6 | 3.7 | 3.77 | 3.83 | 3.87 | 3.93 | 54 | 0.159 | 0.067 | 1
2025-11-27 18:00 | 11 | 18 | 2.33 | 2.4 | 2.46 | 2.5 | 2.53 | 2.57 | 57 | 0.155 | 0.075 | 1
2025-11-27 19:00 | 11 | 19 | 2.28 | 2.34 | 2.39 | 2.43 | 2.45 | 2.49 | 60 | 0.17 | 0.066 | 1
2025-11-27 20:00 | 11 | 20 | 2.32 | 2.38 | 2.43 | 2.46 | 2.49 | 2.53 | 58 | 0.167 | 0.065 | 1
2025-11-27 21:00 | 11 | 21 | 2.47 | 2.52 | 2.56 | 2.59 | 2.62 | 2.65 | 38 | 0.155 | 0.054 | 1
2025-11-27 22:00 | 11 | 22 | 1.96 | 2.01 | 2.04 | 2.06 | 2.08 | 2.11 | 35 | 0.219 | 0.054 | 1
2025-11-27 23:00 | 11 | 23 | 2.37 | 2.44 | 2.49 | 2.52 | 2.56 | 2.6 | 36 | 0.172 | 0.068 | 1
2025-11-28 00:00 | 11 | 0 | 2.57 | 2.65 | 2.71 | 2.76 | 2.8 | 2.85 | 42 | 0.166 | 0.077 | 1
2025-11-28 01:00 | 11 | 1 | 2.39 | 2.47 | 2.53 | 2.57 | 2.61 | 2.66 | 32 | 0.147 | 0.081 | 1
2025-11-28 02:00 | 11 | 2 | 2.35 | 2.41 | 2.46 | 2.5 | 2.53 | 2.57 | 29 | 0.161 | 0.071 | 1
2025-11-28 03:00 | 11 | 3 | 2.39 | 2.46 | 2.51 | 2.56 | 2.59 | 2.63 | 29 | 0.196 | 0.074 | 1
2025-11-28 04:00 | 11 | 4 | 2.65 | 2.75 | 2.83 | 2.89 | 2.94 | 3 | 33 | 0.185 | 0.095 | 1
2025-11-28 05:00 | 11 | 5 | 3.08 | 3.21 | 3.31 | 3.39 | 3.45 | 3.53 | 43 | 0.162 | 0.105 | 1
2025-11-28 06:00 | 11 | 6 | 2.73 | 2.85 | 2.94 | 3.01 | 3.07 | 3.15 | 45 | 0.159 | 0.108 | 1
2025-11-28 07:00 | 11 | 7 | 3.03 | 3.15 | 3.25 | 3.32 | 3.38 | 3.46 | 39 | 0.145 | 0.1 | 1
2025-11-28 08:00 | 11 | 8 | 3.01 | 3.11 | 3.18 | 3.24 | 3.29 | 3.35 | 35 | 0.145 | 0.083 | 1
2025-11-28 09:00 | 11 | 9 | 2.86 | 2.97 | 3.04 | 3.1 | 3.15 | 3.22 | 23 | 0.163 | 0.088 | 1
2025-11-28 10:00 | 11 | 10 | 3.21 | 3.33 | 3.42 | 3.49 | 3.55 | 3.62 | 25 | 0.171 | 0.092 | 1
2025-11-28 11:00 | 11 | 11 | 2.39 | 2.48 | 2.55 | 2.61 | 2.66 | 2.72 | 8 | 0.193 | 0.099 | 1
2025-11-28 12:00 | 11 | 12 | 2.91 | 3.01 | 3.08 | 3.14 | 3.19 | 3.25 | 5 | 0.188 | 0.083 | 1
2025-11-28 13:00 | 11 | 13 | 2.85 | 2.95 | 3.02 | 3.08 | 3.13 | 3.19 | 1 | 0.173 | 0.084 | 1
2025-11-28 14:00 | 11 | 14 | 3.82 | 3.98 | 4.11 | 4.21 | 4.29 | 4.39 | 24 | 0.161 | 0.106 | 1
2025-11-28 15:00 | 11 | 15 | 4.59 | 4.81 | 4.98 | 5.11 | 5.22 | 5.36 | 21 | 0.132 | 0.118 | 1
2025-11-28 16:00 | 11 | 16 | 4.17 | 4.37 | 4.51 | 4.63 | 4.72 | 4.84 | 8 | 0.119 | 0.113 | 1
2025-11-28 17:00 | 11 | 17 | 3.16 | 3.3 | 3.41 | 3.5 | 3.57 | 3.66 | 12 | 0.161 | 0.112 | 1
2025-11-28 18:00 | 11 | 18 | 3.85 | 4.03 | 4.16 | 4.27 | 4.36 | 4.47 | 14 | 0.138 | 0.114 | 1
2025-11-28 19:00 | 11 | 19 | 3.19 | 3.35 | 3.47 | 3.56 | 3.64 | 3.73 | 9 | 0.164 | 0.118 | 1
2025-11-28 20:00 | 11 | 20 | 3.11 | 3.24 | 3.33 | 3.41 | 3.47 | 3.55 | 12 | 0.137 | 0.101 | 1
2025-11-28 21:00 | 11 | 21 | 2.84 | 2.98 | 3.08 | 3.16 | 3.23 | 3.31 | 11 | 0.137 | 0.117 | 1
2025-11-28 22:00 | 11 | 22 | 2.85 | 2.97 | 3.06 | 3.14 | 3.2 | 3.28 | 19 | 0.155 | 0.107 | 1
2025-11-28 23:00 | 11 | 23 | 3.32 | 3.48 | 3.6 | 3.69 | 3.77 | 3.87 | 11 | 0.165 | 0.116 | 1
2025-11-29 00:00 | 11 | 0 | 3.9 | 4.11 | 4.27 | 4.4 | 4.51 | 4.64 | 15 | 0.126 | 0.132 | 1
2025-11-29 01:00 | 11 | 1 | 3.62 | 3.82 | 3.97 | 4.09 | 4.19 | 4.31 | 23 | 0.152 | 0.132 | 1
2025-11-29 02:00 | 11 | 2 | 3.86 | 4.09 | 4.26 | 4.4 | 4.51 | 4.66 | 21 | 0.141 | 0.143 | 1
2025-11-29 03:00 | 11 | 3 | 4.03 | 4.26 | 4.42 | 4.55 | 4.66 | 4.8 | 26 | 0.132 | 0.132 | 1
2025-11-29 04:00 | 11 | 4 | 2.93 | 3.1 | 3.22 | 3.33 | 3.41 | 3.52 | 30 | 0.157 | 0.14 | 1
2025-11-29 05:00 | 11 | 5 | 3.47 | 3.67 | 3.82 | 3.94 | 4.04 | 4.16 | 17 | 0.111 | 0.137 | 1
2025-11-29 06:00 | 11 | 6 | 3.63 | 3.81 | 3.94 | 4.05 | 4.14 | 4.25 | 25 | 0.154 | 0.12 | 1
2025-11-29 07:00 | 11 | 7 | 3.9 | 4.06 | 4.18 | 4.27 | 4.35 | 4.45 | 33 | 0.127 | 0.1 | 1
2025-11-29 08:00 | 11 | 8 | 3.64 | 3.78 | 3.89 | 3.98 | 4.05 | 4.14 | 36 | 0.133 | 0.098 | 1
2025-11-29 09:00 | 11 | 9 | 3.33 | 3.45 | 3.54 | 3.62 | 3.68 | 3.75 | 40 | 0.168 | 0.091 | 1
2025-11-29 10:00 | 11 | 10 | 3.72 | 3.87 | 3.98 | 4.07 | 4.14 | 4.24 | 48 | 0.128 | 0.098 | 1
2025-11-29 11:00 | 11 | 11 | 3.9 | 4.06 | 4.18 | 4.27 | 4.35 | 4.44 | 32 | 0.106 | 0.1 | 1
2025-11-29 12:00 | 11 | 12 | 3.51 | 3.66 | 3.77 | 3.85 | 3.93 | 4.02 | 28 | 0.125 | 0.101 | 1
2025-11-29 13:00 | 11 | 13 | 3.56 | 3.7 | 3.81 | 3.89 | 3.96 | 4.05 | 31 | 0.137 | 0.097 | 1
2025-11-29 14:00 | 11 | 14 | 3.74 | 3.87 | 3.97 | 4.05 | 4.11 | 4.19 | 27 | 0.155 | 0.087 | 1
2025-11-29 15:00 | 11 | 15 | 3.54 | 3.66 | 3.74 | 3.81 | 3.87 | 3.94 | 18 | 0.142 | 0.081 | 1
2025-11-29 16:00 | 11 | 16 | 2.65 | 2.75 | 2.82 | 2.88 | 2.92 | 2.98 | 17 | 0.179 | 0.089 | 1
2025-11-29 17:00 | 11 | 17 | 2.78 | 2.89 | 2.97 | 3.04 | 3.09 | 3.16 | 28 | 0.13 | 0.095 | 1
2025-11-29 18:00 | 11 | 18 | 2.4 | 2.52 | 2.61 | 2.68 | 2.74 | 2.81 | 29 | 0.166 | 0.119 | 1
2025-11-29 19:00 | 11 | 19 | 3.23 | 3.4 | 3.53 | 3.64 | 3.73 | 3.84 | 22 | 0.145 | 0.13 | 1
2025-11-29 20:00 | 11 | 20 | 3.36 | 3.54 | 3.67 | 3.78 | 3.87 | 3.98 | 30 | 0.152 | 0.128 | 1
2025-11-29 21:00 | 11 | 21 | 2.93 | 3.08 | 3.19 | 3.28 | 3.35 | 3.44 | 31 | 0.146 | 0.122 | 1
2025-11-29 22:00 | 11 | 22 | 2.35 | 2.47 | 2.56 | 2.63 | 2.69 | 2.77 | 23 | 0.156 | 0.125 | 1
2025-11-29 23:00 | 11 | 23 | 2.1 | 2.21 | 2.29 | 2.35 | 2.4 | 2.47 | 26 | 0.179 | 0.121 | 1
2025-11-30 00:00 | 11 | 0 | 2.19 | 2.31 | 2.39 | 2.46 | 2.52 | 2.59 | 10 | 0.19 | 0.129 | 1
2025-11-30 01:00 | 11 | 1 | 1.89 | 1.99 | 2.06 | 2.12 | 2.17 | 2.24 | 9 | 0.214 | 0.128 | 1
2025-11-30 02:00 | 11 | 2 | 1.81 | 1.9 | 1.98 | 2.03 | 2.08 | 2.14 | 20 | 0.215 | 0.128 | 1
2025-11-30 03:00 | 11 | 3 | 2.4 | 2.52 | 2.61 | 2.68 | 2.74 | 2.81 | 33 | 0.203 | 0.119 | 0
2025-11-30 04:00 | 11 | 4 | 2.61 | 2.76 | 2.88 | 2.97 | 3.04 | 3.14 | 30 | 0.152 | 0.14 | 1
2025-11-30 05:00 | 11 | 5 | 2.15 | 2.25 | 2.33 | 2.4 | 2.45 | 2.52 | 28 | 0.135 | 0.12 | 1
2025-11-30 06:00 | 11 | 6 | 2.24 | 2.36 | 2.45 | 2.52 | 2.58 | 2.65 | 21 | 0.174 | 0.128 | 1
2025-11-30 07:00 | 11 | 7 | 2.07 | 2.18 | 2.25 | 2.32 | 2.37 | 2.43 | 16 | 0.193 | 0.12 | 1
2025-11-30 08:00 | 11 | 8 | 2.54 | 2.67 | 2.76 | 2.84 | 2.91 | 2.99 | 18 | 0.137 | 0.124 | 1
2025-11-30 09:00 | 11 | 9 | 3.69 | 3.85 | 3.97 | 4.07 | 4.15 | 4.25 | 31 | 0.175 | 0.107 | 1
2025-11-30 10:00 | 11 | 10 | 2.92 | 3.04 | 3.12 | 3.19 | 3.25 | 3.32 | 30 | 0.155 | 0.097 | 1
2025-11-30 11:00 | 11 | 11 | 3.2 | 3.3 | 3.37 | 3.43 | 3.48 | 3.54 | 27 | 0.16 | 0.078 | 1
2025-11-30 12:00 | 11 | 12 | 2.77 | 2.86 | 2.93 | 2.99 | 3.03 | 3.09 | 39 | 0.173 | 0.082 | 1
2025-11-30 13:00 | 11 | 13 | 2.15 | 2.22 | 2.26 | 2.3 | 2.33 | 2.37 | 43 | 0.207 | 0.074 | 1
2025-11-30 14:00 | 11 | 14 | 2.07 | 2.13 | 2.17 | 2.2 | 2.23 | 2.27 | 55 | 0.171 | 0.071 | 1
2025-11-30 15:00 | 11 | 15 | 1.47 | 1.52 | 1.55 | 1.57 | 1.6 | 1.62 | 47 | 0.232 | 0.075 | 1
2025-11-30 16:00 | 11 | 16 | 1.61 | 1.65 | 1.69 | 1.71 | 1.73 | 1.76 | 47 | 0.2 | 0.07 | 1
2025-11-30 17:00 | 11 | 17 | 1.56 | 1.6 | 1.64 | 1.66 | 1.69 | 1.71 | 58 | 0.227 | 0.072 | 1
2025-11-30 18:00 | 11 | 18 | 1.64 | 1.69 | 1.72 | 1.75 | 1.78 | 1.81 | 61 | 0.223 | 0.075 | 1
2025-11-30 19:00 | 11 | 19 | 1.33 | 1.37 | 1.4 | 1.43 | 1.45 | 1.48 | 58 | 0.239 | 0.079 | 1
2025-11-30 20:00 | 11 | 20 | 1.46 | 1.51 | 1.55 | 1.58 | 1.61 | 1.64 | 59 | 0.215 | 0.091 | 1
2025-11-30 21:00 | 11 | 21 | 1.5 | 1.55 | 1.59 | 1.63 | 1.65 | 1.69 | 61 | 0.246 | 0.092 | 1
2025-11-30 22:00 | 11 | 22 | 0.87 | 0.9 | 0.93 | 0.95 | 0.97 | 0.99 | 71 | 0.3 | 0.099 | 1
2025-11-30 23:00 | 11 | 23 | 0.94 | 0.97 | 1 | 1.02 | 1.04 | 1.06 | 63 | 0.3 | 0.096 | 1
2025-12-01 00:00 | 12 | 0 | 1.98 | 2.06 | 2.12 | 2.17 | 2.21 | 2.26 | 63 | 0.187 | 0.099 | 1
2025-12-01 01:00 | 12 | 1 | 1.63 | 1.69 | 1.73 | 1.76 | 1.79 | 1.83 | 55 | 0.204 | 0.09 | 1
2025-12-01 02:00 | 12 | 2 | 1.66 | 1.72 | 1.77 | 1.81 | 1.84 | 1.88 | 46 | 0.21 | 0.096 | 1
2025-12-01 03:00 | 12 | 3 | 1.41 | 1.46 | 1.49 | 1.51 | 1.53 | 1.55 | 48 | 0.262 | 0.072 | 1
2025-12-01 04:00 | 12 | 4 | 1.83 | 1.87 | 1.9 | 1.93 | 1.95 | 1.97 | 50 | 0.201 | 0.056 | 1
2025-12-01 05:00 | 12 | 5 | 1.62 | 1.67 | 1.71 | 1.73 | 1.76 | 1.78 | 41 | 0.228 | 0.072 | 1
2025-12-01 06:00 | 12 | 6 | 2.37 | 2.44 | 2.48 | 2.52 | 2.55 | 2.59 | 30 | 0.189 | 0.068 | 1
2025-12-01 07:00 | 12 | 7 | 2.05 | 2.1 | 2.14 | 2.17 | 2.2 | 2.23 | 27 | 0.171 | 0.065 | 1
2025-12-01 08:00 | 12 | 8 | 2.36 | 2.41 | 2.45 | 2.48 | 2.51 | 2.54 | 26 | 0.162 | 0.055 | 1
2025-12-01 09:00 | 12 | 9 | 2.17 | 2.23 | 2.27 | 2.3 | 2.32 | 2.36 | 25 | 0.196 | 0.062 | 1
2025-12-01 10:00 | 12 | 10 | 2.72 | 2.78 | 2.82 | 2.86 | 2.89 | 2.92 | 21 | 0.146 | 0.055 | 1
2025-12-01 11:00 | 12 | 11 | 2.98 | 3.03 | 3.07 | 3.1 | 3.12 | 3.15 | 28 | 0.155 | 0.04 | 1
2025-12-01 12:00 | 12 | 12 | 2.83 | 2.87 | 2.9 | 2.93 | 2.95 | 2.98 | 32 | 0.162 | 0.04 | 1
2025-12-01 13:00 | 12 | 13 | 2.65 | 2.69 | 2.72 | 2.75 | 2.77 | 2.79 | 31 | 0.175 | 0.04 | 1
2025-12-01 14:00 | 12 | 14 | 2.81 | 2.85 | 2.89 | 2.91 | 2.93 | 2.96 | 34 | 0.172 | 0.04 | 1
2025-12-01 15:00 | 12 | 15 | 1.57 | 1.59 | 1.61 | 1.62 | 1.64 | 1.65 | 30 | 0.232 | 0.04 | 1
2025-12-01 16:00 | 12 | 16 | 2.05 | 2.09 | 2.11 | 2.13 | 2.15 | 2.16 | 38 | 0.21 | 0.04 | 1
2025-12-01 17:00 | 12 | 17 | 2.19 | 2.23 | 2.26 | 2.28 | 2.29 | 2.31 | 36 | 0.172 | 0.04 | 1
2025-12-01 18:00 | 12 | 18 | 2.64 | 2.7 | 2.75 | 2.78 | 2.81 | 2.85 | 24 | 0.161 | 0.058 | 1
2025-12-01 19:00 | 12 | 19 | 1.8 | 1.85 | 1.89 | 1.92 | 1.94 | 1.97 | 30 | 0.236 | 0.071 | 1
2025-12-01 20:00 | 12 | 20 | 1.21 | 1.24 | 1.27 | 1.29 | 1.31 | 1.33 | 32 | 0.293 | 0.075 | 1
2025-12-01 21:00 | 12 | 21 | 1.72 | 1.78 | 1.82 | 1.86 | 1.89 | 1.93 | 54 | 0.221 | 0.087 | 1
2025-12-01 22:00 | 12 | 22 | 2.16 | 2.24 | 2.3 | 2.35 | 2.38 | 2.43 | 57 | 0.198 | 0.09 | 1
2025-12-01 23:00 | 12 | 23 | 1.74 | 1.81 | 1.87 | 1.91 | 1.95 | 1.99 | 60 | 0.204 | 0.104 | 1
2025-12-02 00:00 | 12 | 0 | 1.9 | 2 | 2.08 | 2.14 | 2.19 | 2.26 | 56 | 0.194 | 0.13 | 1
2025-12-02 01:00 | 12 | 1 | 2.58 | 2.71 | 2.81 | 2.88 | 2.95 | 3.03 | 55 | 0.16 | 0.12 | 1
2025-12-02 02:00 | 12 | 2 | 2.98 | 3.12 | 3.23 | 3.31 | 3.39 | 3.47 | 57 | 0.144 | 0.117 | 1
2025-12-02 03:00 | 12 | 3 | 3.35 | 3.51 | 3.62 | 3.71 | 3.79 | 3.89 | 50 | 0.146 | 0.112 | 1
2025-12-02 04:00 | 12 | 4 | 3.19 | 3.35 | 3.48 | 3.58 | 3.66 | 3.77 | 40 | 0.145 | 0.126 | 1
2025-12-02 05:00 | 12 | 5 | 2.96 | 3.1 | 3.2 | 3.28 | 3.35 | 3.43 | 35 | 0.149 | 0.112 | 1
2025-12-02 06:00 | 12 | 6 | 3.52 | 3.69 | 3.81 | 3.91 | 3.99 | 4.1 | 24 | 0.12 | 0.116 | 1
2025-12-02 07:00 | 12 | 7 | 2.46 | 2.58 | 2.67 | 2.74 | 2.8 | 2.88 | 17 | 0.169 | 0.117 | 1
2025-12-02 08:00 | 12 | 8 | 2.65 | 2.81 | 2.92 | 3.02 | 3.1 | 3.2 | 18 | 0.168 | 0.143 | 1
2025-12-02 09:00 | 12 | 9 | 2.09 | 2.19 | 2.27 | 2.33 | 2.38 | 2.44 | 22 | 0.187 | 0.118 | 1
2025-12-02 10:00 | 12 | 10 | 3.35 | 3.49 | 3.6 | 3.69 | 3.76 | 3.85 | 28 | 0.159 | 0.106 | 1
2025-12-02 11:00 | 12 | 11 | 2.57 | 2.68 | 2.77 | 2.83 | 2.88 | 2.95 | 34 | 0.165 | 0.104 | 0
2025-12-02 12:00 | 12 | 12 | 1.61 | 1.69 | 1.75 | 1.8 | 1.84 | 1.89 | 49 | 0.212 | 0.119 | 1
2025-12-02 13:00 | 12 | 13 | 2.89 | 3.02 | 3.12 | 3.2 | 3.27 | 3.36 | 51 | 0.177 | 0.114 | 1
2025-12-02 14:00 | 12 | 14 | 3.78 | 3.93 | 4.04 | 4.13 | 4.21 | 4.3 | 50 | 0.133 | 0.098 | 1
2025-12-02 15:00 | 12 | 15 | 3.1 | 3.23 | 3.33 | 3.4 | 3.47 | 3.55 | 37 | 0.145 | 0.102 | 1
2025-12-02 16:00 | 12 | 16 | 3.23 | 3.39 | 3.51 | 3.6 | 3.68 | 3.78 | 37 | 0.135 | 0.12 | 1
2025-12-02 17:00 | 12 | 17 | 3.23 | 3.39 | 3.51 | 3.61 | 3.69 | 3.79 | 39 | 0.146 | 0.121 | 1
2025-12-02 18:00 | 12 | 18 | 3.22 | 3.37 | 3.48 | 3.56 | 3.63 | 3.72 | 34 | 0.147 | 0.109 | 1
2025-12-02 19:00 | 12 | 19 | 3.01 | 3.12 | 3.19 | 3.26 | 3.31 | 3.38 | 26 | 0.158 | 0.088 | 1
2025-12-02 20:00 | 12 | 20 | 2.34 | 2.43 | 2.49 | 2.54 | 2.58 | 2.63 | 38 | 0.175 | 0.088 | 1
2025-12-02 21:00 | 12 | 21 | 2.63 | 2.75 | 2.84 | 2.91 | 2.96 | 3.04 | 40 | 0.158 | 0.109 | 1
2025-12-02 22:00 | 12 | 22 | 2.58 | 2.72 | 2.82 | 2.91 | 2.98 | 3.07 | 37 | 0.16 | 0.132 | 1
2025-12-02 23:00 | 12 | 23 | 2.15 | 2.26 | 2.35 | 2.42 | 2.48 | 2.56 | 56 | 0.179 | 0.132 | 1
2025-12-03 00:00 | 12 | 0 | 2.3 | 2.44 | 2.54 | 2.63 | 2.7 | 2.79 | 45 | 0.19 | 0.147 | 1
2025-12-03 01:00 | 12 | 1 | 3.72 | 3.94 | 4.11 | 4.24 | 4.36 | 4.5 | 44 | 0.129 | 0.145 | 1
2025-12-03 02:00 | 12 | 2 | 3.6 | 3.82 | 3.99 | 4.12 | 4.23 | 4.37 | 46 | 0.158 | 0.147 | 1
2025-12-03 03:00 | 12 | 3 | 3.07 | 3.23 | 3.35 | 3.45 | 3.53 | 3.63 | 43 | 0.121 | 0.127 | 1
2025-12-03 04:00 | 12 | 4 | 3.6 | 3.78 | 3.91 | 4.02 | 4.11 | 4.23 | 52 | 0.155 | 0.122 | 1
2025-12-03 05:00 | 12 | 5 | 3.72 | 3.89 | 4.01 | 4.11 | 4.2 | 4.3 | 37 | 0.148 | 0.109 | 1
2025-12-03 06:00 | 12 | 6 | 2.9 | 3.03 | 3.12 | 3.2 | 3.26 | 3.35 | 36 | 0.16 | 0.109 | 1
2025-12-03 07:00 | 12 | 7 | 3.57 | 3.72 | 3.83 | 3.92 | 3.99 | 4.08 | 38 | 0.165 | 0.101 | 1
2025-12-03 08:00 | 12 | 8 | 3.57 | 3.72 | 3.83 | 3.92 | 3.99 | 4.08 | 47 | 0.139 | 0.102 | 1
2025-12-03 09:00 | 12 | 9 | 1.72 | 1.8 | 1.86 | 1.9 | 1.94 | 1.99 | 51 | 0.214 | 0.109 | 1
2025-12-03 10:00 | 12 | 10 | 2.26 | 2.35 | 2.42 | 2.47 | 2.51 | 2.57 | 51 | 0.201 | 0.095 | 1
2025-12-03 11:00 | 12 | 11 | 2.94 | 3.07 | 3.17 | 3.24 | 3.3 | 3.38 | 54 | 0.157 | 0.106 | 1
2025-12-03 12:00 | 12 | 12 | 1.76 | 1.85 | 1.91 | 1.96 | 2 | 2.05 | 54 | 0.222 | 0.117 | 1
2025-12-03 13:00 | 12 | 13 | 1.17 | 1.23 | 1.26 | 1.29 | 1.32 | 1.35 | 58 | 0.28 | 0.106 | 1
2025-12-03 14:00 | 12 | 14 | 0.83 | 0.88 | 0.91 | 0.94 | 0.96 | 0.99 | 52 | 0.3 | 0.131 | 1
2025-12-03 15:00 | 12 | 15 | 0.71 | 0.76 | 0.79 | 0.82 | 0.84 | 0.87 | 46 | 0.3 | 0.154 | 1
2025-12-03 16:00 | 12 | 16 | 0.88 | 0.94 | 0.98 | 1.02 | 1.05 | 1.09 | 40 | 0.292 | 0.161 | 1
2025-12-03 17:00 | 12 | 17 | 0.65 | 0.68 | 0.71 | 0.74 | 0.76 | 0.78 | 40 | 0.3 | 0.146 | 1
2025-12-03 18:00 | 12 | 18 | 0.96 | 1.02 | 1.07 | 1.1 | 1.13 | 1.17 | 35 | 0.3 | 0.148 | 1
2025-12-03 19:00 | 12 | 19 | 1.18 | 1.26 | 1.32 | 1.37 | 1.41 | 1.46 | 47 | 0.237 | 0.162 | 1
2025-12-03 20:00 | 12 | 20 | 1.29 | 1.38 | 1.44 | 1.5 | 1.54 | 1.59 | 47 | 0.242 | 0.157 | 1
2025-12-03 21:00 | 12 | 21 | 0.92 | 0.98 | 1.03 | 1.07 | 1.1 | 1.14 | 46 | 0.3 | 0.168 | 1
2025-12-03 22:00 | 12 | 22 | 1.09 | 1.17 | 1.22 | 1.26 | 1.3 | 1.35 | 41 | 0.298 | 0.159 | 1
2025-12-03 23:00 | 12 | 23 | 1.12 | 1.19 | 1.24 | 1.28 | 1.31 | 1.36 | 44 | 0.253 | 0.145 | 1
2025-12-04 00:00 | 12 | 0 | 1.33 | 1.42 | 1.48 | 1.53 | 1.58 | 1.63 | 44 | 0.269 | 0.154 | 1
2025-12-04 01:00 | 12 | 1 | 1.79 | 1.92 | 2.02 | 2.1 | 2.17 | 2.25 | 48 | 0.205 | 0.173 | 1
2025-12-04 02:00 | 12 | 2 | 1.65 | 1.77 | 1.86 | 1.93 | 1.98 | 2.06 | 46 | 0.224 | 0.166 | 1
2025-12-04 03:00 | 12 | 3 | 1.34 | 1.43 | 1.49 | 1.54 | 1.59 | 1.64 | 33 | 0.233 | 0.151 | 1
2025-12-04 04:00 | 12 | 4 | 1.75 | 1.85 | 1.93 | 2 | 2.05 | 2.12 | 39 | 0.207 | 0.145 | 1
2025-12-04 05:00 | 12 | 5 | 2.78 | 2.95 | 3.07 | 3.16 | 3.25 | 3.35 | 31 | 0.146 | 0.14 | 1
2025-12-04 06:00 | 12 | 6 | 2.29 | 2.43 | 2.53 | 2.61 | 2.68 | 2.77 | 17 | 0.199 | 0.143 | 1
2025-12-04 07:00 | 12 | 7 | 3.48 | 3.7 | 3.86 | 3.99 | 4.1 | 4.24 | 22 | 0.122 | 0.149 | 1
2025-12-04 08:00 | 12 | 8 | 4.18 | 4.43 | 4.62 | 4.77 | 4.9 | 5.06 | 13 | 0.137 | 0.145 | 1
2025-12-04 09:00 | 12 | 9 | 4.96 | 5.21 | 5.39 | 5.54 | 5.66 | 5.81 | 14 | 0.114 | 0.12 | 1
2025-12-04 10:00 | 12 | 10 | 6.2 | 6.5 | 6.72 | 6.9 | 7.04 | 7.23 | 20 | 0.126 | 0.116 | 1
2025-12-04 11:00 | 12 | 11 | 6.13 | 6.43 | 6.65 | 6.83 | 6.98 | 7.17 | 36 | 0.077 | 0.119 | 1
2025-12-04 12:00 | 12 | 12 | 7.74 | 8.1 | 8.36 | 8.57 | 8.75 | 8.97 | 38 | 0.092 | 0.111 | 1
2025-12-04 13:00 | 12 | 13 | 7.14 | 7.43 | 7.64 | 7.81 | 7.96 | 8.14 | 49 | 0.104 | 0.099 | 1
2025-12-04 14:00 | 12 | 14 | 5.79 | 6.02 | 6.2 | 6.34 | 6.45 | 6.6 | 49 | 0.114 | 0.099 | 1
2025-12-04 15:00 | 12 | 15 | 5.55 | 5.75 | 5.9 | 6.02 | 6.12 | 6.24 | 53 | 0.105 | 0.09 | 1
2025-12-04 16:00 | 12 | 16 | 4.51 | 4.67 | 4.79 | 4.88 | 4.96 | 5.05 | 42 | 0.121 | 0.086 | 1
2025-12-04 17:00 | 12 | 17 | 4.5 | 4.66 | 4.77 | 4.85 | 4.93 | 5.02 | 41 | 0.135 | 0.082 | 1
2025-12-04 18:00 | 12 | 18 | 3.91 | 4.05 | 4.14 | 4.22 | 4.29 | 4.37 | 45 | 0.144 | 0.083 | 1
2025-12-04 19:00 | 12 | 19 | 2.9 | 2.99 | 3.06 | 3.12 | 3.16 | 3.22 | 38 | 0.131 | 0.079 | 1
2025-12-04 20:00 | 12 | 20 | 3.1 | 3.21 | 3.29 | 3.35 | 3.4 | 3.47 | 33 | 0.151 | 0.084 | 1
2025-12-04 21:00 | 12 | 21 | 2.82 | 2.91 | 2.97 | 3.02 | 3.06 | 3.11 | 32 | 0.164 | 0.074 | 1
2025-12-04 22:00 | 12 | 22 | 3.21 | 3.32 | 3.4 | 3.46 | 3.51 | 3.57 | 33 | 0.132 | 0.081 | 1
2025-12-04 23:00 | 12 | 23 | 2.75 | 2.86 | 2.94 | 3 | 3.05 | 3.12 | 45 | 0.165 | 0.095 | 1
2025-12-05 00:00 | 12 | 0 | 3.76 | 3.92 | 4.05 | 4.14 | 4.23 | 4.33 | 50 | 0.118 | 0.108 | 1
2025-12-05 01:00 | 12 | 1 | 3.93 | 4.13 | 4.27 | 4.39 | 4.49 | 4.61 | 54 | 0.132 | 0.12 | 1
2025-12-05 02:00 | 12 | 2 | 4.13 | 4.34 | 4.49 | 4.61 | 4.71 | 4.84 | 73 | 0.126 | 0.12 | 1
2025-12-05 03:00 | 12 | 3 | 4.74 | 4.97 | 5.14 | 5.28 | 5.4 | 5.54 | 80 | 0.114 | 0.117 | 1
2025-12-05 04:00 | 12 | 4 | 5.53 | 5.78 | 5.97 | 6.11 | 6.24 | 6.39 | 71 | 0.129 | 0.11 | 1
2025-12-05 05:00 | 12 | 5 | 6.89 | 7.19 | 7.41 | 7.58 | 7.73 | 7.92 | 63 | 0.095 | 0.106 | 1
2025-12-05 06:00 | 12 | 6 | 6.75 | 7.06 | 7.29 | 7.47 | 7.62 | 7.81 | 57 | 0.097 | 0.11 | 1
2025-12-05 07:00 | 12 | 7 | 8.38 | 8.72 | 8.97 | 9.16 | 9.33 | 9.53 | 58 | 0.099 | 0.097 | 1
2025-12-05 08:00 | 12 | 8 | 8.7 | 9 | 9.22 | 9.4 | 9.54 | 9.72 | 56 | 0.107 | 0.084 | 1
2025-12-05 09:00 | 12 | 9 | 8.66 | 9.01 | 9.26 | 9.47 | 9.64 | 9.85 | 50 | 0.083 | 0.098 | 1
2025-12-05 10:00 | 12 | 10 | 7.93 | 8.29 | 8.55 | 8.77 | 8.94 | 9.16 | 38 | 0.072 | 0.109 | 1
2025-12-05 11:00 | 12 | 11 | 10.31 | 10.7 | 10.99 | 11.21 | 11.4 | 11.64 | 43 | 0.121 | 0.092 | 1
2025-12-05 12:00 | 12 | 12 | 10.8 | 11.25 | 11.58 | 11.84 | 12.06 | 12.33 | 44 | 0.101 | 0.1 | 1
2025-12-05 13:00 | 12 | 13 | 11.39 | 11.83 | 12.16 | 12.41 | 12.63 | 12.89 | 44 | 0.125 | 0.094 | 1
2025-12-05 14:00 | 12 | 14 | 11.1 | 11.49 | 11.77 | 12 | 12.19 | 12.43 | 35 | 0.081 | 0.086 | 1
2025-12-05 15:00 | 12 | 15 | 10.09 | 10.53 | 10.85 | 11.11 | 11.32 | 11.58 | 37 | 0.08 | 0.104 | 1
2025-12-05 16:00 | 12 | 16 | 10.5 | 11.06 | 11.48 | 11.81 | 12.09 | 12.44 | 32 | 0.078 | 0.128 | 1
2025-12-05 17:00 | 12 | 17 | 10.28 | 10.78 | 11.14 | 11.44 | 11.68 | 11.99 | 31 | 0.103 | 0.116 | 1
2025-12-05 18:00 | 12 | 18 | 9.4 | 9.81 | 10.11 | 10.36 | 10.56 | 10.81 | 27 | 0.11 | 0.106 | 1
2025-12-05 19:00 | 12 | 19 | 8.8 | 9.27 | 9.62 | 9.9 | 10.13 | 10.42 | 28 | 0.076 | 0.127 | 1
2025-12-05 20:00 | 12 | 20 | 7.43 | 7.85 | 8.17 | 8.42 | 8.64 | 8.9 | 22 | 0.085 | 0.137 | 1
2025-12-05 21:00 | 12 | 21 | 7.2 | 7.6 | 7.9 | 8.14 | 8.34 | 8.6 | 36 | 0.14 | 0.135 | 1
2025-12-05 22:00 | 12 | 22 | 6.21 | 6.54 | 6.79 | 6.98 | 7.15 | 7.35 | 35 | 0.103 | 0.128 | 1
2025-12-05 23:00 | 12 | 23 | 5.99 | 6.34 | 6.6 | 6.81 | 6.98 | 7.2 | 21 | 0.109 | 0.14 | 1
2025-12-06 00:00 | 12 | 0 | 5.18 | 5.54 | 5.81 | 6.03 | 6.22 | 6.46 | 18 | 0.12 | 0.167 | 1
2025-12-06 01:00 | 12 | 1 | 6.61 | 7.08 | 7.43 | 7.72 | 7.96 | 8.27 | 29 | 0.101 | 0.17 | 1
2025-12-06 02:00 | 12 | 2 | 6.15 | 6.6 | 6.94 | 7.21 | 7.44 | 7.73 | 27 | 0.1 | 0.173 | 1
2025-12-06 03:00 | 12 | 3 | 6.54 | 6.97 | 7.29 | 7.54 | 7.76 | 8.04 | 26 | 0.098 | 0.156 | 1
2025-12-06 04:00 | 12 | 4 | 7.3 | 7.69 | 7.99 | 8.22 | 8.42 | 8.66 | 28 | 0.132 | 0.13 | 1
2025-12-06 05:00 | 12 | 5 | 6.47 | 6.89 | 7.21 | 7.46 | 7.67 | 7.94 | 20 | 0.116 | 0.154 | 1
2025-12-06 06:00 | 12 | 6 | 7.22 | 7.63 | 7.93 | 8.17 | 8.37 | 8.62 | 18 | 0.114 | 0.134 | 1
2025-12-06 07:00 | 12 | 7 | 9.29 | 9.74 | 10.08 | 10.35 | 10.58 | 10.86 | 20 | 0.124 | 0.119 | 1
2025-12-06 08:00 | 12 | 8 | 8.45 | 8.88 | 9.19 | 9.45 | 9.66 | 9.92 | 25 | 0.093 | 0.122 | 1
2025-12-06 09:00 | 12 | 9 | 8.95 | 9.41 | 9.75 | 10.03 | 10.26 | 10.54 | 29 | 0.108 | 0.124 | 1
2025-12-06 10:00 | 12 | 10 | 9.12 | 9.58 | 9.93 | 10.2 | 10.43 | 10.71 | 29 | 0.118 | 0.122 | 1
2025-12-06 11:00 | 12 | 11 | 11.01 | 11.59 | 12.02 | 12.36 | 12.65 | 13.01 | 31 | 0.117 | 0.126 | 1
2025-12-06 12:00 | 12 | 12 | 12 | 12.58 | 13.01 | 13.36 | 13.64 | 14 | 32 | 0.076 | 0.117 | 1
2025-12-06 13:00 | 12 | 13 | 11.4 | 11.97 | 12.4 | 12.74 | 13.02 | 13.38 | 45 | 0.091 | 0.121 | 1
2025-12-06 14:00 | 12 | 14 | 10.29 | 10.81 | 11.19 | 11.5 | 11.76 | 12.08 | 48 | 0.075 | 0.121 | 1
2025-12-06 15:00 | 12 | 15 | 10.84 | 11.45 | 11.9 | 12.27 | 12.58 | 12.96 | 57 | 0.084 | 0.135 | 1
2025-12-06 16:00 | 12 | 16 | 7.42 | 7.82 | 8.11 | 8.34 | 8.54 | 8.78 | 56 | 0.108 | 0.127 | 1
2025-12-06 17:00 | 12 | 17 | 8.2 | 8.56 | 8.81 | 9.02 | 9.19 | 9.41 | 43 | 0.092 | 0.104 | 1
2025-12-06 18:00 | 12 | 18 | 9.33 | 9.8 | 10.15 | 10.43 | 10.66 | 10.96 | 54 | 0.093 | 0.121 | 1
2025-12-06 19:00 | 12 | 19 | 8.63 | 9.1 | 9.44 | 9.72 | 9.95 | 10.24 | 45 | 0.106 | 0.129 | 1
2025-12-06 20:00 | 12 | 20 | 9.84 | 10.36 | 10.75 | 11.06 | 11.31 | 11.64 | 39 | 0.109 | 0.127 | 1
2025-12-06 21:00 | 12 | 21 | 9.31 | 9.8 | 10.17 | 10.47 | 10.72 | 11.03 | 37 | 0.059 | 0.128 | 1
2025-12-06 22:00 | 12 | 22 | 8.65 | 9.11 | 9.46 | 9.73 | 9.97 | 10.26 | 31 | 0.099 | 0.129 | 1
2025-12-06 23:00 | 12 | 23 | 7.89 | 8.26 | 8.53 | 8.75 | 8.94 | 9.17 | 27 | 0.097 | 0.114 | 1
2025-12-07 00:00 | 12 | 0 | 5.14 | 5.39 | 5.57 | 5.72 | 5.84 | 5.99 | 37 | 0.122 | 0.117 | 1
2025-12-07 01:00 | 12 | 1 | 4.26 | 4.48 | 4.64 | 4.77 | 4.88 | 5.02 | 36 | 0.125 | 0.124 | 1
2025-12-07 02:00 | 12 | 2 | 4.66 | 4.93 | 5.13 | 5.28 | 5.42 | 5.59 | 12 | 0.118 | 0.137 | 1
2025-12-07 03:00 | 12 | 3 | 4.06 | 4.3 | 4.48 | 4.62 | 4.75 | 4.9 | 17 | 0.128 | 0.143 | 1
2025-12-07 04:00 | 12 | 4 | 4.3 | 4.56 | 4.76 | 4.92 | 5.05 | 5.22 | 17 | 0.12 | 0.146 | 1
2025-12-07 05:00 | 12 | 5 | 4.71 | 5.01 | 5.24 | 5.42 | 5.57 | 5.77 | 15 | 0.149 | 0.153 | 1
2025-12-07 06:00 | 12 | 6 | 5.2 | 5.51 | 5.75 | 5.94 | 6.1 | 6.3 | 11 | 0.118 | 0.145 | 1
2025-12-07 07:00 | 12 | 7 | 5.4 | 5.73 | 5.97 | 6.16 | 6.33 | 6.53 | 9 | 0.13 | 0.144 | 1
2025-12-07 08:00 | 12 | 8 | 5.02 | 5.28 | 5.47 | 5.62 | 5.75 | 5.91 | 355 | 0.129 | 0.123 | 1
2025-12-07 09:00 | 12 | 9 | 4.93 | 5.19 | 5.39 | 5.55 | 5.68 | 5.85 | 352 | 0.108 | 0.129 | 1
2025-12-07 10:00 | 12 | 10 | 4.08 | 4.32 | 4.49 | 4.63 | 4.74 | 4.89 | 0 | 0.143 | 0.136 | 1
2025-12-07 11:00 | 12 | 11 | 5.04 | 5.32 | 5.53 | 5.7 | 5.84 | 6.02 | 6 | 0.097 | 0.135 | 1
2025-12-07 12:00 | 12 | 12 | 5.27 | 5.53 | 5.72 | 5.88 | 6.01 | 6.17 | 7 | 0.113 | 0.12 | 1
2025-12-07 13:00 | 12 | 13 | 6.25 | 6.58 | 6.83 | 7.03 | 7.2 | 7.41 | 16 | 0.13 | 0.129 | 1
2025-12-07 14:00 | 12 | 14 | 6.28 | 6.58 | 6.81 | 6.99 | 7.14 | 7.33 | 3 | 0.101 | 0.118 | 1
2025-12-07 15:00 | 12 | 15 | 6.29 | 6.64 | 6.89 | 7.09 | 7.26 | 7.48 | 16 | 0.085 | 0.13 | 1
2025-12-07 16:00 | 12 | 16 | 4.29 | 4.49 | 4.64 | 4.76 | 4.86 | 4.99 | 16 | 0.091 | 0.115 | 1
2025-12-07 17:00 | 12 | 17 | 5.62 | 5.9 | 6.12 | 6.29 | 6.43 | 6.61 | 7 | 0.098 | 0.123 | 1
2025-12-07 18:00 | 12 | 18 | 6.03 | 6.29 | 6.49 | 6.64 | 6.77 | 6.93 | 10 | 0.11 | 0.106 | 1
2025-12-07 19:00 | 12 | 19 | 6.12 | 6.36 | 6.53 | 6.66 | 6.78 | 6.92 | 7 | 0.144 | 0.092 | 1
2025-12-07 20:00 | 12 | 20 | 6.18 | 6.47 | 6.68 | 6.85 | 6.99 | 7.17 | 358 | 0.095 | 0.112 | 1
2025-12-07 21:00 | 12 | 21 | 5.08 | 5.33 | 5.52 | 5.67 | 5.79 | 5.95 | 9 | 0.138 | 0.119 | 1
2025-12-07 22:00 | 12 | 22 | 4.22 | 4.43 | 4.59 | 4.71 | 4.82 | 4.95 | 6 | 0.132 | 0.121 | 0
2025-12-07 23:00 | 12 | 23 | 4.56 | 4.82 | 5.01 | 5.17 | 5.3 | 5.46 | 10 | 0.112 | 0.136 | 1
2025-12-08 00:00 | 12 | 0 | 5.11 | 5.38 | 5.57 | 5.72 | 5.85 | 6.02 | 355 | 0.122 | 0.123 | 1
2025-12-08 01:00 | 12 | 1 | 4.54 | 4.75 | 4.9 | 5.02 | 5.12 | 5.25 | 350 | 0.155 | 0.109 | 1
2025-12-08 02:00 | 12 | 2 | 4.78 | 5 | 5.17 | 5.3 | 5.41 | 5.55 | 341 | 0.121 | 0.114 | 1
2025-12-08 03:00 | 12 | 3 | 5.15 | 5.32 | 5.45 | 5.55 | 5.64 | 5.74 | 348 | 0.094 | 0.082 | 1
2025-12-08 04:00 | 12 | 4 | 4.32 | 4.46 | 4.56 | 4.64 | 4.71 | 4.79 | 353 | 0.158 | 0.078 | 1
2025-12-08 05:00 | 12 | 5 | 3.95 | 4.05 | 4.13 | 4.19 | 4.24 | 4.31 | 3 | 0.127 | 0.066 | 1
2025-12-08 06:00 | 12 | 6 | 4.85 | 4.99 | 5.09 | 5.17 | 5.24 | 5.32 | 358 | 0.127 | 0.071 | 1
2025-12-08 07:00 | 12 | 7 | 3.48 | 3.54 | 3.59 | 3.63 | 3.66 | 3.7 | 350 | 0.126 | 0.047 | 1
2025-12-08 08:00 | 12 | 8 | 3.45 | 3.55 | 3.61 | 3.66 | 3.71 | 3.76 | 354 | 0.14 | 0.064 | 1
2025-12-08 09:00 | 12 | 9 | 5.3 | 5.39 | 5.45 | 5.5 | 5.54 | 5.59 | 352 | 0.107 | 0.04 | 1
2025-12-08 10:00 | 12 | 10 | 4.44 | 4.54 | 4.61 | 4.67 | 4.71 | 4.77 | 358 | 0.155 | 0.055 | 1
2025-12-08 11:00 | 12 | 11 | 5.99 | 6.11 | 6.2 | 6.26 | 6.32 | 6.39 | 14 | 0.134 | 0.048 | 1
2025-12-08 12:00 | 12 | 12 | 6.42 | 6.52 | 6.6 | 6.65 | 6.7 | 6.76 | 31 | 0.11 | 0.04 | 1
2025-12-08 13:00 | 12 | 13 | 8.45 | 8.59 | 8.69 | 8.76 | 8.83 | 8.91 | 40 | 0.103 | 0.04 | 1
2025-12-08 14:00 | 12 | 14 | 9.07 | 9.23 | 9.35 | 9.44 | 9.52 | 9.61 | 45 | 0.093 | 0.044 | 1
2025-12-08 15:00 | 12 | 15 | 8.92 | 9.06 | 9.17 | 9.25 | 9.32 | 9.41 | 32 | 0.091 | 0.041 | 1
2025-12-08 16:00 | 12 | 16 | 8.5 | 8.69 | 8.84 | 8.95 | 9.04 | 9.16 | 30 | 0.1 | 0.057 | 1
2025-12-08 17:00 | 12 | 17 | 7.66 | 7.9 | 8.07 | 8.21 | 8.32 | 8.46 | 27 | 0.093 | 0.076 | 1
2025-12-08 18:00 | 12 | 18 | 6.19 | 6.39 | 6.53 | 6.65 | 6.74 | 6.86 | 39 | 0.105 | 0.078 | 1
2025-12-08 19:00 | 12 | 19 | 5.88 | 6.05 | 6.17 | 6.27 | 6.35 | 6.45 | 40 | 0.107 | 0.07 | 1
2025-12-08 20:00 | 12 | 20 | 7.17 | 7.45 | 7.66 | 7.82 | 7.96 | 8.13 | 36 | 0.105 | 0.095 | 1
2025-12-08 21:00 | 12 | 21 | 5.49 | 5.7 | 5.85 | 5.97 | 6.07 | 6.2 | 27 | 0.138 | 0.091 | 1
2025-12-08 22:00 | 12 | 22 | 4.26 | 4.44 | 4.57 | 4.67 | 4.76 | 4.87 | 10 | 0.141 | 0.101 | 1
2025-12-08 23:00 | 12 | 23 | 3.68 | 3.85 | 3.99 | 4.09 | 4.18 | 4.29 | 11 | 0.144 | 0.116 | 1
2025-12-09 00:00 | 12 | 0 | 5.3 | 5.6 | 5.82 | 6 | 6.15 | 6.33 | 18 | 0.132 | 0.135 | 1
2025-12-09 01:00 | 12 | 1 | 4.71 | 5 | 5.21 | 5.38 | 5.53 | 5.71 | 12 | 0.119 | 0.145 | 1
2025-12-09 02:00 | 12 | 2 | 4.95 | 5.25 | 5.47 | 5.65 | 5.8 | 5.99 | 8 | 0.094 | 0.144 | 1
2025-12-09 03:00 | 12 | 3 | 5.06 | 5.36 | 5.59 | 5.77 | 5.92 | 6.11 | 360 | 0.114 | 0.143 | 1
2025-12-09 04:00 | 12 | 4 | 5.32 | 5.63 | 5.85 | 6.04 | 6.19 | 6.39 | 345 | 0.148 | 0.139 | 1
2025-12-09 05:00 | 12 | 5 | 5.18 | 5.47 | 5.68 | 5.85 | 6 | 6.18 | 346 | 0.112 | 0.133 | 1
2025-12-09 06:00 | 12 | 6 | 5.06 | 5.32 | 5.52 | 5.68 | 5.82 | 5.99 | 346 | 0.127 | 0.128 | 1
2025-12-09 07:00 | 12 | 7 | 5.41 | 5.68 | 5.87 | 6.03 | 6.16 | 6.33 | 11 | 0.122 | 0.119 | 1
2025-12-09 08:00 | 12 | 8 | 5.05 | 5.31 | 5.51 | 5.67 | 5.8 | 5.96 | 15 | 0.086 | 0.126 | 1
2025-12-09 09:00 | 12 | 9 | 4.63 | 4.9 | 5.09 | 5.25 | 5.39 | 5.55 | 28 | 0.135 | 0.137 | 1
2025-12-09 10:00 | 12 | 10 | 6.36 | 6.65 | 6.87 | 7.04 | 7.18 | 7.36 | 34 | 0.108 | 0.11 | 1
2025-12-09 11:00 | 12 | 11 | 5.99 | 6.23 | 6.41 | 6.55 | 6.67 | 6.81 | 26 | 0.101 | 0.097 | 1
2025-12-09 12:00 | 12 | 12 | 6.52 | 6.75 | 6.91 | 7.04 | 7.15 | 7.28 | 32 | 0.138 | 0.083 | 1
2025-12-09 13:00 | 12 | 13 | 6.61 | 6.84 | 7.01 | 7.15 | 7.26 | 7.4 | 26 | 0.088 | 0.086 | 1
2025-12-09 14:00 | 12 | 14 | 5.17 | 5.41 | 5.59 | 5.73 | 5.85 | 6 | 39 | 0.099 | 0.113 | 1
2025-12-09 15:00 | 12 | 15 | 5.05 | 5.29 | 5.48 | 5.62 | 5.74 | 5.9 | 42 | 0.092 | 0.118 | 1
2025-12-09 16:00 | 12 | 16 | 4.58 | 4.83 | 5.02 | 5.17 | 5.29 | 5.45 | 38 | 0.13 | 0.131 | 1
2025-12-09 17:00 | 12 | 17 | 4.55 | 4.83 | 5.04 | 5.2 | 5.35 | 5.52 | 48 | 0.099 | 0.147 | 1
2025-12-09 18:00 | 12 | 18 | 4.68 | 4.98 | 5.2 | 5.39 | 5.54 | 5.73 | 47 | 0.112 | 0.154 | 0
2025-12-09 19:00 | 12 | 19 | 5.94 | 6.31 | 6.57 | 6.79 | 6.97 | 7.2 | 47 | 0.135 | 0.145 | 1
2025-12-09 20:00 | 12 | 20 | 5.05 | 5.34 | 5.56 | 5.74 | 5.89 | 6.07 | 50 | 0.087 | 0.14 | 1
2025-12-09 21:00 | 12 | 21 | 3.35 | 3.53 | 3.66 | 3.77 | 3.86 | 3.97 | 61 | 0.133 | 0.13 | 1
2025-12-09 22:00 | 12 | 22 | 2.3 | 2.39 | 2.46 | 2.51 | 2.56 | 2.62 | 54 | 0.136 | 0.099 | 1
2025-12-09 23:00 | 12 | 23 | 2.55 | 2.65 | 2.72 | 2.77 | 2.82 | 2.87 | 44 | 0.175 | 0.09 | 1
2025-12-10 00:00 | 12 | 0 | 2.25 | 2.34 | 2.41 | 2.46 | 2.51 | 2.56 | 30 | 0.174 | 0.098 | 1
2025-12-10 01:00 | 12 | 1 | 1.45 | 1.51 | 1.55 | 1.58 | 1.61 | 1.64 | 39 | 0.233 | 0.094 | 1
2025-12-10 02:00 | 12 | 2 | 1.66 | 1.71 | 1.75 | 1.78 | 1.81 | 1.84 | 32 | 0.256 | 0.079 | 1
2025-12-10 03:00 | 12 | 3 | 1.3 | 1.35 | 1.38 | 1.41 | 1.43 | 1.46 | 51 | 0.269 | 0.087 | 1
2025-12-10 04:00 | 12 | 4 | 1.56 | 1.61 | 1.65 | 1.69 | 1.71 | 1.75 | 44 | 0.211 | 0.087 | 1
2025-12-10 05:00 | 12 | 5 | 1.16 | 1.19 | 1.21 | 1.22 | 1.24 | 1.25 | 37 | 0.28 | 0.06 | 1
2025-12-10 06:00 | 12 | 6 | 1.66 | 1.7 | 1.72 | 1.74 | 1.76 | 1.78 | 37 | 0.21 | 0.052 | 1
2025-12-10 07:00 | 12 | 7 | 1.52 | 1.54 | 1.56 | 1.57 | 1.59 | 1.6 | 30 | 0.229 | 0.041 | 1
2025-12-10 08:00 | 12 | 8 | 1.42 | 1.44 | 1.46 | 1.47 | 1.48 | 1.5 | 28 | 0.236 | 0.04 | 1
2025-12-10 09:00 | 12 | 9 | 2.07 | 2.1 | 2.12 | 2.14 | 2.16 | 2.18 | 17 | 0.173 | 0.04 | 1
2025-12-10 10:00 | 12 | 10 | 2.98 | 3.03 | 3.07 | 3.09 | 3.12 | 3.14 | 24 | 0.134 | 0.04 | 1
2025-12-10 11:00 | 12 | 11 | 2.12 | 2.16 | 2.18 | 2.2 | 2.22 | 2.24 | 36 | 0.204 | 0.04 | 1
2025-12-10 12:00 | 12 | 12 | 3.05 | 3.1 | 3.13 | 3.16 | 3.19 | 3.21 | 38 | 0.145 | 0.04 | 1
2025-12-10 13:00 | 12 | 13 | 2.39 | 2.43 | 2.46 | 2.48 | 2.5 | 2.52 | 27 | 0.159 | 0.04 | 1
2025-12-10 14:00 | 12 | 14 | 3.02 | 3.07 | 3.1 | 3.13 | 3.15 | 3.18 | 25 | 0.161 | 0.04 | 1
2025-12-10 15:00 | 12 | 15 | 3.03 | 3.08 | 3.12 | 3.15 | 3.17 | 3.2 | 29 | 0.169 | 0.04 | 1
2025-12-10 16:00 | 12 | 16 | 5.14 | 5.25 | 5.34 | 5.41 | 5.46 | 5.53 | 36 | 0.121 | 0.056 | 1
2025-12-10 17:00 | 12 | 17 | 4.76 | 4.89 | 4.98 | 5.06 | 5.12 | 5.19 | 40 | 0.152 | 0.067 | 1
2025-12-10 18:00 | 12 | 18 | 3.09 | 3.15 | 3.2 | 3.23 | 3.26 | 3.3 | 24 | 0.124 | 0.051 | 1
2025-12-10 19:00 | 12 | 19 | 3.55 | 3.64 | 3.7 | 3.75 | 3.8 | 3.85 | 26 | 0.175 | 0.063 | 1
2025-12-10 20:00 | 12 | 20 | 2.43 | 2.5 | 2.55 | 2.58 | 2.61 | 2.65 | 35 | 0.172 | 0.066 | 1
2025-12-10 21:00 | 12 | 21 | 1.88 | 1.93 | 1.97 | 2 | 2.02 | 2.05 | 40 | 0.198 | 0.066 | 0
2025-12-10 22:00 | 12 | 22 | 2.15 | 2.22 | 2.26 | 2.29 | 2.32 | 2.36 | 32 | 0.21 | 0.068 | 1
2025-12-10 23:00 | 12 | 23 | 1.56 | 1.61 | 1.65 | 1.67 | 1.7 | 1.73 | 18 | 0.224 | 0.08 | 1
2025-12-11 00:00 | 12 | 0 | 2.32 | 2.38 | 2.43 | 2.47 | 2.5 | 2.54 | 25 | 0.177 | 0.068 | 1
2025-12-11 01:00 | 12 | 1 | 2.63 | 2.72 | 2.77 | 2.82 | 2.86 | 2.91 | 19 | 0.164 | 0.075 | 1
2025-12-11 02:00 | 12 | 2 | 2.23 | 2.3 | 2.35 | 2.4 | 2.43 | 2.47 | 16 | 0.165 | 0.079 | 1
2025-12-11 03:00 | 12 | 3 | 1.62 | 1.67 | 1.71 | 1.73 | 1.76 | 1.78 | 20 | 0.191 | 0.072 | 1
2025-12-11 04:00 | 12 | 4 | 1.3 | 1.34 | 1.38 | 1.4 | 1.42 | 1.45 | 19 | 0.266 | 0.084 | 1
2025-12-11 05:00 | 12 | 5 | 1.77 | 1.82 | 1.87 | 1.9 | 1.93 | 1.96 | 14 | 0.186 | 0.079 | 1
2025-12-11 06:00 | 12 | 6 | 2.45 | 2.52 | 2.57 | 2.61 | 2.64 | 2.68 | 17 | 0.166 | 0.07 | 1
2025-12-11 07:00 | 12 | 7 | 1.92 | 1.98 | 2.02 | 2.06 | 2.09 | 2.13 | 20 | 0.172 | 0.078 | 1
2025-12-11 08:00 | 12 | 8 | 1.45 | 1.51 | 1.55 | 1.58 | 1.6 | 1.64 | 17 | 0.246 | 0.089 | 1
2025-12-11 09:00 | 12 | 9 | 1.5 | 1.55 | 1.58 | 1.61 | 1.64 | 1.66 | 24 | 0.215 | 0.081 | 1
2025-12-11 10:00 | 12 | 10 | 1.41 | 1.46 | 1.5 | 1.53 | 1.56 | 1.59 | 30 | 0.243 | 0.086 | 1
2025-12-11 11:00 | 12 | 11 | 0.98 | 1.02 | 1.05 | 1.07 | 1.09 | 1.12 | 47 | 0.3 | 0.097 | 1
2025-12-11 12:00 | 12 | 12 | 1.17 | 1.22 | 1.26 | 1.29 | 1.31 | 1.34 | 56 | 0.256 | 0.101 | 1
2025-12-11 13:00 | 12 | 13 | 0.94 | 0.98 | 1.01 | 1.03 | 1.05 | 1.07 | 50 | 0.3 | 0.1 | 1
2025-12-11 14:00 | 12 | 14 | 1.34 | 1.4 | 1.44 | 1.47 | 1.5 | 1.53 | 35 | 0.261 | 0.103 | 1
2025-12-11 15:00 | 12 | 15 | 1 | 1.04 | 1.08 | 1.11 | 1.13 | 1.16 | 33 | 0.284 | 0.112 | 1
2025-12-11 16:00 | 12 | 16 | 1.07 | 1.12 | 1.15 | 1.18 | 1.21 | 1.24 | 23 | 0.3 | 0.109 | 1
2025-12-11 17:00 | 12 | 17 | 0.98 | 1.02 | 1.06 | 1.08 | 1.11 | 1.13 | 34 | 0.3 | 0.111 | 1
2025-12-11 18:00 | 12 | 18 | 1.91 | 2 | 2.07 | 2.12 | 2.16 | 2.22 | 28 | 0.211 | 0.111 | 1
2025-12-11 19:00 | 12 | 19 | 1.62 | 1.7 | 1.76 | 1.81 | 1.85 | 1.9 | 30 | 0.22 | 0.12 | 1
2025-12-11 20:00 | 12 | 20 | 1.16 | 1.22 | 1.27 | 1.31 | 1.34 | 1.38 | 24 | 0.255 | 0.129 | 1
2025-12-11 21:00 | 12 | 21 | 1.52 | 1.59 | 1.64 | 1.68 | 1.72 | 1.76 | 29 | 0.259 | 0.114 | 1
2025-12-11 22:00 | 12 | 22 | 1.33 | 1.4 | 1.46 | 1.5 | 1.54 | 1.58 | 39 | 0.243 | 0.131 | 1
2025-12-11 23:00 | 12 | 23 | 1.24 | 1.31 | 1.36 | 1.4 | 1.43 | 1.48 | 42 | 0.258 | 0.132 | 1
2025-12-12 00:00 | 12 | 0 | 1.92 | 2.03 | 2.1 | 2.17 | 2.22 | 2.28 | 40 | 0.152 | 0.131 | 1
2025-12-12 01:00 | 12 | 1 | 0.97 | 1.03 | 1.07 | 1.1 | 1.13 | 1.16 | 32 | 0.3 | 0.135 | 1
2025-12-12 02:00 | 12 | 2 | 0.55 | 0.59 | 0.62 | 0.64 | 0.66 | 0.68 | 27 | 0.3 | 0.155 | 1
2025-12-12 03:00 | 12 | 3 | 0.86 | 0.91 | 0.94 | 0.97 | 0.99 | 1.02 | 32 | 0.3 | 0.134 | 1
2025-12-12 04:00 | 12 | 4 | 0.88 | 0.92 | 0.96 | 0.98 | 1.01 | 1.03 | 43 | 0.3 | 0.123 | 1
2025-12-12 05:00 | 12 | 5 | 0.52 | 0.55 | 0.56 | 0.58 | 0.59 | 0.61 | 26 | 0.3 | 0.12 | 1
2025-12-12 06:00 | 12 | 6 | 0.57 | 0.6 | 0.63 | 0.64 | 0.66 | 0.68 | 29 | 0.3 | 0.122 | 1
2025-12-12 07:00 | 12 | 7 | 0.57 | 0.59 | 0.61 | 0.62 | 0.63 | 0.64 | 30 | 0.3 | 0.092 | 1
2025-12-12 08:00 | 12 | 8 | 1.21 | 1.26 | 1.3 | 1.33 | 1.36 | 1.39 | 31 | 0.263 | 0.105 | 1
2025-12-12 09:00 | 12 | 9 | 1.79 | 1.87 | 1.92 | 1.97 | 2.01 | 2.06 | 36 | 0.209 | 0.108 | 1
2025-12-12 10:00 | 12 | 10 | 2.95 | 3.1 | 3.2 | 3.29 | 3.36 | 3.45 | 36 | 0.132 | 0.117 | 1
2025-12-12 11:00 | 12 | 11 | 2.96 | 3.09 | 3.19 | 3.26 | 3.32 | 3.4 | 16 | 0.141 | 0.105 | 1
2025-12-12 12:00 | 12 | 12 | 3.82 | 3.97 | 4.09 | 4.18 | 4.26 | 4.35 | 26 | 0.147 | 0.099 | 1
2025-12-12 13:00 | 12 | 13 | 3.49 | 3.63 | 3.73 | 3.81 | 3.88 | 3.96 | 26 | 0.144 | 0.096 | 1
2025-12-12 14:00 | 12 | 14 | 2.72 | 2.84 | 2.92 | 2.99 | 3.05 | 3.12 | 27 | 0.17 | 0.102 | 1
2025-12-12 15:00 | 12 | 15 | 3.16 | 3.27 | 3.36 | 3.42 | 3.48 | 3.55 | 23 | 0.14 | 0.087 | 1
2025-12-12 16:00 | 12 | 16 | 3.29 | 3.44 | 3.54 | 3.63 | 3.7 | 3.79 | 36 | 0.146 | 0.106 | 1
2025-12-12 17:00 | 12 | 17 | 2.62 | 2.76 | 2.86 | 2.95 | 3.01 | 3.1 | 50 | 0.172 | 0.128 | 1
2025-12-12 18:00 | 12 | 18 | 2.56 | 2.71 | 2.82 | 2.91 | 2.98 | 3.07 | 38 | 0.184 | 0.138 | 1
2025-12-12 19:00 | 12 | 19 | 2.16 | 2.29 | 2.4 | 2.48 | 2.55 | 2.64 | 30 | 0.202 | 0.152 | 1
2025-12-12 20:00 | 12 | 20 | 2.81 | 2.99 | 3.12 | 3.23 | 3.32 | 3.44 | 20 | 0.166 | 0.152 | 1
2025-12-12 21:00 | 12 | 21 | 3.71 | 3.93 | 4.1 | 4.23 | 4.35 | 4.49 | 356 | 0.145 | 0.146 | 1
2025-12-12 22:00 | 12 | 22 | 5.15 | 5.47 | 5.71 | 5.9 | 6.06 | 6.26 | 352 | 0.139 | 0.147 | 1
2025-12-12 23:00 | 12 | 23 | 5.22 | 5.57 | 5.83 | 6.05 | 6.23 | 6.45 | 0 | 0.113 | 0.161 | 1
2025-12-13 00:00 | 12 | 0 | 4.44 | 4.74 | 4.98 | 5.16 | 5.32 | 5.52 | 8 | 0.149 | 0.166 | 1
2025-12-13 01:00 | 12 | 1 | 3.68 | 3.93 | 4.13 | 4.28 | 4.42 | 4.58 | 6 | 0.1 | 0.167 | 1
2025-12-13 02:00 | 12 | 2 | 3.77 | 4.05 | 4.27 | 4.44 | 4.59 | 4.78 | 15 | 0.126 | 0.179 | 1
2025-12-13 03:00 | 12 | 3 | 3.55 | 3.81 | 4 | 4.16 | 4.29 | 4.46 | 17 | 0.15 | 0.172 | 1
2025-12-13 04:00 | 12 | 4 | 3.55 | 3.79 | 3.97 | 4.12 | 4.25 | 4.4 | 31 | 0.132 | 0.163 | 1
2025-12-13 05:00 | 12 | 5 | 5.04 | 5.36 | 5.61 | 5.8 | 5.97 | 6.18 | 26 | 0.138 | 0.154 | 1
2025-12-13 06:00 | 12 | 6 | 3.76 | 4.01 | 4.2 | 4.35 | 4.47 | 4.63 | 35 | 0.143 | 0.158 | 1
2025-12-13 07:00 | 12 | 7 | 3.19 | 3.42 | 3.59 | 3.72 | 3.84 | 3.99 | 38 | 0.124 | 0.169 | 1
2025-12-13 08:00 | 12 | 8 | 3.45 | 3.66 | 3.82 | 3.95 | 4.06 | 4.19 | 40 | 0.133 | 0.148 | 1
2025-12-13 09:00 | 12 | 9 | 2.22 | 2.36 | 2.46 | 2.55 | 2.62 | 2.71 | 33 | 0.159 | 0.148 | 1
2025-12-13 10:00 | 12 | 10 | 2.03 | 2.15 | 2.24 | 2.32 | 2.38 | 2.46 | 39 | 0.198 | 0.145 | 1
2025-12-13 11:00 | 12 | 11 | 2.59 | 2.73 | 2.83 | 2.91 | 2.98 | 3.06 | 30 | 0.166 | 0.125 | 1
2025-12-13 12:00 | 12 | 12 | 2.1 | 2.2 | 2.28 | 2.33 | 2.38 | 2.45 | 30 | 0.185 | 0.116 | 1
2025-12-13 13:00 | 12 | 13 | 2.07 | 2.17 | 2.25 | 2.3 | 2.35 | 2.42 | 27 | 0.21 | 0.116 | 1
2025-12-13 14:00 | 12 | 14 | 1.65 | 1.72 | 1.77 | 1.81 | 1.84 | 1.89 | 29 | 0.24 | 0.104 | 1
2025-12-13 15:00 | 12 | 15 | 2.76 | 2.87 | 2.96 | 3.02 | 3.08 | 3.15 | 39 | 0.114 | 0.1 | 1
2025-12-13 16:00 | 12 | 16 | 2.29 | 2.39 | 2.46 | 2.51 | 2.56 | 2.62 | 49 | 0.191 | 0.102 | 1
2025-12-13 17:00 | 12 | 17 | 1.22 | 1.27 | 1.31 | 1.35 | 1.37 | 1.41 | 48 | 0.234 | 0.113 | 1
2025-12-13 18:00 | 12 | 18 | 1.28 | 1.34 | 1.38 | 1.42 | 1.45 | 1.49 | 48 | 0.249 | 0.116 | 1
2025-12-13 19:00 | 12 | 19 | 1.95 | 2.05 | 2.13 | 2.19 | 2.24 | 2.3 | 48 | 0.215 | 0.124 | 1
2025-12-13 20:00 | 12 | 20 | 2.41 | 2.55 | 2.64 | 2.72 | 2.79 | 2.87 | 33 | 0.183 | 0.132 | 1
2025-12-13 21:00 | 12 | 21 | 3.36 | 3.51 | 3.63 | 3.72 | 3.8 | 3.89 | 26 | 0.146 | 0.112 | 1
2025-12-13 22:00 | 12 | 22 | 3.03 | 3.18 | 3.29 | 3.38 | 3.46 | 3.56 | 15 | 0.164 | 0.122 | 1
2025-12-13 23:00 | 12 | 23 | 3.74 | 3.95 | 4.11 | 4.24 | 4.35 | 4.49 | 8 | 0.141 | 0.138 | 1
2025-12-14 00:00 | 12 | 0 | 3.1 | 3.28 | 3.41 | 3.51 | 3.6 | 3.7 | 10 | 0.16 | 0.134 | 1
2025-12-14 01:00 | 12 | 1 | 2.3 | 2.43 | 2.52 | 2.6 | 2.67 | 2.75 | 6 | 0.175 | 0.135 | 1
2025-12-14 02:00 | 12 | 2 | 1.42 | 1.49 | 1.55 | 1.6 | 1.63 | 1.68 | 1 | 0.254 | 0.128 | 1
2025-12-14 03:00 | 12 | 3 | 1.42 | 1.5 | 1.56 | 1.6 | 1.64 | 1.69 | 9 | 0.217 | 0.132 | 1
2025-12-14 04:00 | 12 | 4 | 1.39 | 1.46 | 1.52 | 1.56 | 1.59 | 1.64 | 18 | 0.236 | 0.125 | 1
2025-12-14 05:00 | 12 | 5 | 1.28 | 1.34 | 1.39 | 1.43 | 1.46 | 1.5 | 15 | 0.262 | 0.122 | 1
2025-12-14 06:00 | 12 | 6 | 1.31 | 1.39 | 1.46 | 1.51 | 1.56 | 1.61 | 12 | 0.254 | 0.159 | 1
2025-12-14 07:00 | 12 | 7 | 0.96 | 1.02 | 1.07 | 1.1 | 1.13 | 1.17 | 14 | 0.3 | 0.146 | 1
2025-12-14 08:00 | 12 | 8 | 1.06 | 1.12 | 1.17 | 1.2 | 1.24 | 1.27 | 20 | 0.292 | 0.14 | 1
2025-12-14 09:00 | 12 | 9 | 1.09 | 1.15 | 1.2 | 1.23 | 1.26 | 1.3 | 19 | 0.3 | 0.138 | 1
2025-12-14 10:00 | 12 | 10 | 1.26 | 1.33 | 1.38 | 1.42 | 1.46 | 1.5 | 11 | 0.239 | 0.129 | 1
2025-12-14 11:00 | 12 | 11 | 1.12 | 1.18 | 1.22 | 1.25 | 1.28 | 1.31 | 18 | 0.3 | 0.12 | 1
2025-12-14 12:00 | 12 | 12 | 1.36 | 1.43 | 1.48 | 1.52 | 1.55 | 1.59 | 18 | 0.246 | 0.118 | 1
2025-12-14 13:00 | 12 | 13 | 1.41 | 1.49 | 1.54 | 1.58 | 1.62 | 1.66 | 18 | 0.224 | 0.124 | 1
2025-12-14 14:00 | 12 | 14 | 1.51 | 1.58 | 1.63 | 1.67 | 1.7 | 1.74 | 10 | 0.21 | 0.111 | 1
2025-12-14 15:00 | 12 | 15 | 2.24 | 2.34 | 2.42 | 2.48 | 2.53 | 2.59 | 18 | 0.187 | 0.11 | 1
2025-12-14 16:00 | 12 | 16 | 1.99 | 2.08 | 2.14 | 2.2 | 2.24 | 2.29 | 15 | 0.174 | 0.105 | 1
2025-12-14 17:00 | 12 | 17 | 1.5 | 1.57 | 1.63 | 1.67 | 1.71 | 1.75 | 11 | 0.227 | 0.116 | 1
2025-12-14 18:00 | 12 | 18 | 0.84 | 0.88 | 0.9 | 0.92 | 0.94 | 0.96 | 13 | 0.295 | 0.096 | 1
2025-12-14 19:00 | 12 | 19 | 1.68 | 1.76 | 1.82 | 1.86 | 1.9 | 1.94 | 20 | 0.201 | 0.109 | 1
2025-12-14 20:00 | 12 | 20 | 2.34 | 2.46 | 2.54 | 2.61 | 2.66 | 2.73 | 21 | 0.172 | 0.117 | 1
2025-12-14 21:00 | 12 | 21 | 2.35 | 2.46 | 2.54 | 2.6 | 2.66 | 2.72 | 27 | 0.153 | 0.11 | 1
2025-12-14 22:00 | 12 | 22 | 1.98 | 2.06 | 2.12 | 2.16 | 2.2 | 2.24 | 38 | 0.178 | 0.093 | 1
2025-12-14 23:00 | 12 | 23 | 2.39 | 2.47 | 2.52 | 2.56 | 2.6 | 2.64 | 41 | 0.193 | 0.075 | 1
2025-12-15 00:00 | 12 | 0 | 2.59 | 2.68 | 2.74 | 2.8 | 2.84 | 2.89 | 32 | 0.155 | 0.083 | 1
2025-12-15 01:00 | 12 | 1 | 2.59 | 2.66 | 2.71 | 2.75 | 2.79 | 2.83 | 20 | 0.172 | 0.067 | 1
2025-12-15 02:00 | 12 | 2 | 2.42 | 2.48 | 2.53 | 2.57 | 2.61 | 2.65 | 14 | 0.167 | 0.07 | 1
2025-12-15 03:00 | 12 | 3 | 2.03 | 2.09 | 2.13 | 2.16 | 2.19 | 2.23 | 21 | 0.213 | 0.072 | 1
2025-12-15 04:00 | 12 | 4 | 2.69 | 2.76 | 2.81 | 2.85 | 2.89 | 2.93 | 26 | 0.17 | 0.064 | 1
2025-12-15 05:00 | 12 | 5 | 2.07 | 2.12 | 2.15 | 2.18 | 2.2 | 2.22 | 18 | 0.188 | 0.051 | 1
2025-12-15 06:00 | 12 | 6 | 1.49 | 1.51 | 1.53 | 1.55 | 1.56 | 1.57 | 16 | 0.233 | 0.044 | 1
2025-12-15 07:00 | 12 | 7 | 1.26 | 1.28 | 1.3 | 1.31 | 1.32 | 1.33 | 12 | 0.299 | 0.04 | 1
2025-12-15 08:00 | 12 | 8 | 1.81 | 1.84 | 1.86 | 1.88 | 1.9 | 1.91 | 15 | 0.197 | 0.04 | 1
2025-12-15 09:00 | 12 | 9 | 2.53 | 2.57 | 2.6 | 2.63 | 2.64 | 2.67 | 21 | 0.156 | 0.04 | 1
2025-12-15 10:00 | 12 | 10 | 2.6 | 2.66 | 2.69 | 2.72 | 2.75 | 2.78 | 11 | 0.159 | 0.049 | 1
2025-12-15 11:00 | 12 | 11 | 2.62 | 2.68 | 2.72 | 2.75 | 2.77 | 2.8 | 24 | 0.177 | 0.05 | 1
2025-12-15 12:00 | 12 | 12 | 4.7 | 4.77 | 4.83 | 4.87 | 4.91 | 4.95 | 30 | 0.12 | 0.04 | 1
2025-12-15 13:00 | 12 | 13 | 6.38 | 6.49 | 6.56 | 6.62 | 6.67 | 6.73 | 24 | 0.106 | 0.04 | 1
2025-12-15 14:00 | 12 | 14 | 4.39 | 4.47 | 4.52 | 4.56 | 4.59 | 4.63 | 10 | 0.123 | 0.04 | 1
2025-12-15 15:00 | 12 | 15 | 3.89 | 3.96 | 4 | 4.04 | 4.07 | 4.11 | 23 | 0.155 | 0.042 | 1
2025-12-15 16:00 | 12 | 16 | 2.53 | 2.57 | 2.6 | 2.62 | 2.64 | 2.67 | 27 | 0.144 | 0.04 | 1
2025-12-15 17:00 | 12 | 17 | 2.95 | 3 | 3.03 | 3.06 | 3.08 | 3.11 | 34 | 0.156 | 0.04 | 1
2025-12-15 18:00 | 12 | 18 | 3.1 | 3.15 | 3.18 | 3.21 | 3.24 | 3.27 | 30 | 0.147 | 0.04 | 1
2025-12-15 19:00 | 12 | 19 | 3.41 | 3.47 | 3.51 | 3.54 | 3.56 | 3.59 | 17 | 0.153 | 0.04 | 1
2025-12-15 20:00 | 12 | 20 | 3.04 | 3.1 | 3.15 | 3.18 | 3.21 | 3.24 | 11 | 0.153 | 0.048 | 1
2025-12-15 21:00 | 12 | 21 | 3.41 | 3.5 | 3.57 | 3.62 | 3.67 | 3.72 | 12 | 0.154 | 0.067 | 1
2025-12-15 22:00 | 12 | 22 | 3.26 | 3.4 | 3.5 | 3.58 | 3.65 | 3.73 | 12 | 0.157 | 0.102 | 1
2025-12-15 23:00 | 12 | 23 | 2.15 | 2.26 | 2.35 | 2.42 | 2.48 | 2.55 | 13 | 0.169 | 0.132 | 1
2025-12-16 00:00 | 12 | 0 | 1.73 | 1.84 | 1.92 | 1.99 | 2.04 | 2.11 | 1 | 0.19 | 0.148 | 1
2025-12-16 01:00 | 12 | 1 | 1.15 | 1.23 | 1.28 | 1.33 | 1.37 | 1.42 | 12 | 0.271 | 0.163 | 1
2025-12-16 02:00 | 12 | 2 | 0.94 | 1.01 | 1.06 | 1.1 | 1.13 | 1.17 | 0 | 0.3 | 0.169 | 1
2025-12-16 03:00 | 12 | 3 | 1.28 | 1.37 | 1.43 | 1.49 | 1.53 | 1.59 | 360 | 0.244 | 0.165 | 1
2025-12-16 04:00 | 12 | 4 | 0.58 | 0.62 | 0.65 | 0.67 | 0.69 | 0.71 | 3 | 0.3 | 0.153 | 1
2025-12-16 05:00 | 12 | 5 | 0.82 | 0.86 | 0.9 | 0.93 | 0.95 | 0.98 | 7 | 0.3 | 0.133 | 1
2025-12-16 06:00 | 12 | 6 | 0.54 | 0.57 | 0.6 | 0.62 | 0.63 | 0.66 | 6 | 0.3 | 0.145 | 1
2025-12-16 07:00 | 12 | 7 | 0.69 | 0.73 | 0.76 | 0.78 | 0.8 | 0.82 | 5 | 0.3 | 0.123 | 1
2025-12-16 08:00 | 12 | 8 | 0.77 | 0.81 | 0.84 | 0.86 | 0.88 | 0.91 | 6 | 0.3 | 0.123 | 1
2025-12-16 09:00 | 12 | 9 | 0.31 | 0.33 | 0.34 | 0.34 | 0.35 | 0.36 | 6 | 0.3 | 0.102 | 1
2025-12-16 10:00 | 12 | 10 | 0.56 | 0.59 | 0.6 | 0.62 | 0.63 | 0.65 | 9 | 0.3 | 0.104 | 1
2025-12-16 11:00 | 12 | 11 | 0.61 | 0.64 | 0.65 | 0.67 | 0.68 | 0.69 | 360 | 0.3 | 0.092 | 1
2025-12-16 12:00 | 12 | 12 | 0.75 | 0.78 | 0.79 | 0.81 | 0.82 | 0.83 | 9 | 0.3 | 0.08 | 1
2025-12-16 13:00 | 12 | 13 | 0.95 | 0.99 | 1.02 | 1.04 | 1.05 | 1.08 | 10 | 0.3 | 0.09 | 0
2025-12-16 14:00 | 12 | 14 | 0.94 | 0.97 | 1 | 1.01 | 1.03 | 1.05 | 12 | 0.3 | 0.082 | 1
2025-12-16 15:00 | 12 | 15 | 0.94 | 0.97 | 0.99 | 1.01 | 1.03 | 1.05 | 23 | 0.3 | 0.082 | 1
2025-12-16 16:00 | 12 | 16 | 1.85 | 1.9 | 1.93 | 1.96 | 1.99 | 2.02 | 17 | 0.212 | 0.067 | 1
2025-12-16 17:00 | 12 | 17 | 2.28 | 2.34 | 2.37 | 2.4 | 2.43 | 2.46 | 30 | 0.17 | 0.056 | 1
2025-12-16 18:00 | 12 | 18 | 1.68 | 1.72 | 1.76 | 1.78 | 1.81 | 1.83 | 36 | 0.204 | 0.068 | 1
2025-12-16 19:00 | 12 | 19 | 1.83 | 1.9 | 1.94 | 1.98 | 2.01 | 2.05 | 31 | 0.187 | 0.087 | 1
2025-12-16 20:00 | 12 | 20 | 1.46 | 1.51 | 1.55 | 1.59 | 1.61 | 1.65 | 37 | 0.218 | 0.093 | 1
2025-12-16 21:00 | 12 | 21 | 1.24 | 1.3 | 1.34 | 1.37 | 1.39 | 1.43 | 33 | 0.28 | 0.107 | 1
2025-12-16 22:00 | 12 | 22 | 1.68 | 1.76 | 1.81 | 1.86 | 1.9 | 1.94 | 38 | 0.202 | 0.109 | 1
2025-12-16 23:00 | 12 | 23 | 1.25 | 1.3 | 1.34 | 1.37 | 1.4 | 1.43 | 30 | 0.251 | 0.107 | 1
2025-12-17 00:00 | 12 | 0 | 1.27 | 1.33 | 1.38 | 1.41 | 1.44 | 1.48 | 26 | 0.272 | 0.113 | 1
2025-12-17 01:00 | 12 | 1 | 1.47 | 1.53 | 1.58 | 1.61 | 1.65 | 1.68 | 39 | 0.243 | 0.103 | 1
2025-12-17 02:00 | 12 | 2 | 0.77 | 0.81 | 0.84 | 0.87 | 0.89 | 0.91 | 47 | 0.3 | 0.126 | 1
2025-12-17 03:00 | 12 | 3 | 0.6 | 0.63 | 0.65 | 0.67 | 0.68 | 0.7 | 44 | 0.3 | 0.109 | 1
2025-12-17 04:00 | 12 | 4 | 0.68 | 0.7 | 0.72 | 0.74 | 0.75 | 0.77 | 50 | 0.3 | 0.101 | 1
2025-12-17 05:00 | 12 | 5 | 1.08 | 1.12 | 1.16 | 1.18 | 1.2 | 1.23 | 43 | 0.281 | 0.102 | 1
2025-12-17 06:00 | 12 | 6 | 1.18 | 1.23 | 1.27 | 1.3 | 1.32 | 1.35 | 47 | 0.251 | 0.102 | 1
2025-12-17 07:00 | 12 | 7 | 1.29 | 1.34 | 1.38 | 1.41 | 1.43 | 1.46 | 35 | 0.259 | 0.097 | 1
2025-12-17 08:00 | 12 | 8 | 1.17 | 1.23 | 1.27 | 1.3 | 1.33 | 1.37 | 36 | 0.262 | 0.115 | 1
2025-12-17 09:00 | 12 | 9 | 1.51 | 1.57 | 1.62 | 1.66 | 1.69 | 1.73 | 48 | 0.224 | 0.103 | 1
2025-12-17 10:00 | 12 | 10 | 1.64 | 1.7 | 1.74 | 1.78 | 1.81 | 1.85 | 64 | 0.219 | 0.09 | 1
2025-12-17 11:00 | 12 | 11 | 1.94 | 2.01 | 2.07 | 2.11 | 2.15 | 2.19 | 74 | 0.219 | 0.092 | 1
2025-12-17 12:00 | 12 | 12 | 1.95 | 2.02 | 2.07 | 2.11 | 2.15 | 2.19 | 58 | 0.176 | 0.086 | 1
2025-12-17 13:00 | 12 | 13 | 1.81 | 1.85 | 1.89 | 1.92 | 1.94 | 1.97 | 62 | 0.205 | 0.066 | 1
2025-12-17 14:00 | 12 | 14 | 1.73 | 1.77 | 1.81 | 1.83 | 1.85 | 1.88 | 48 | 0.196 | 0.063 | 1
2025-12-17 15:00 | 12 | 15 | 1.71 | 1.76 | 1.79 | 1.82 | 1.84 | 1.87 | 52 | 0.213 | 0.065 | 1
2025-12-17 16:00 | 12 | 16 | 1.27 | 1.31 | 1.33 | 1.35 | 1.37 | 1.39 | 53 | 0.249 | 0.064 | 1
2025-12-17 17:00 | 12 | 17 | 1.32 | 1.36 | 1.38 | 1.4 | 1.42 | 1.44 | 48 | 0.233 | 0.067 | 1
2025-12-17 18:00 | 12 | 18 | 1.66 | 1.71 | 1.74 | 1.77 | 1.79 | 1.82 | 48 | 0.232 | 0.066 | 1
2025-12-17 19:00 | 12 | 19 | 2.43 | 2.5 | 2.55 | 2.59 | 2.62 | 2.66 | 51 | 0.17 | 0.066 | 1
2025-12-17 20:00 | 12 | 20 | 2.59 | 2.67 | 2.72 | 2.77 | 2.8 | 2.85 | 40 | 0.177 | 0.072 | 1
2025-12-17 21:00 | 12 | 21 | 2.72 | 2.81 | 2.88 | 2.94 | 2.98 | 3.04 | 49 | 0.176 | 0.085 | 1
2025-12-17 22:00 | 12 | 22 | 2.36 | 2.44 | 2.5 | 2.55 | 2.59 | 2.65 | 46 | 0.19 | 0.087 | 1
2025-12-17 23:00 | 12 | 23 | 2.43 | 2.53 | 2.61 | 2.67 | 2.72 | 2.78 | 38 | 0.16 | 0.1 | 1
2025-12-18 00:00 | 12 | 0 | 2.34 | 2.44 | 2.52 | 2.58 | 2.63 | 2.69 | 26 | 0.191 | 0.107 | 1
2025-12-18 01:00 | 12 | 1 | 1.65 | 1.72 | 1.77 | 1.81 | 1.85 | 1.89 | 12 | 0.218 | 0.102 | 1
2025-12-18 02:00 | 12 | 2 | 2.08 | 2.15 | 2.2 | 2.24 | 2.28 | 2.32 | 11 | 0.189 | 0.084 | 1
2025-12-18 03:00 | 12 | 3 | 2.32 | 2.38 | 2.43 | 2.46 | 2.49 | 2.53 | 14 | 0.182 | 0.064 | 1
2025-12-18 04:00 | 12 | 4 | 2.31 | 2.39 | 2.44 | 2.49 | 2.52 | 2.57 | 29 | 0.18 | 0.078 | 1
2025-12-18 05:00 | 12 | 5 | 2.61 | 2.7 | 2.76 | 2.81 | 2.86 | 2.91 | 35 | 0.187 | 0.083 | 1
2025-12-18 06:00 | 12 | 6 | 2.51 | 2.59 | 2.65 | 2.7 | 2.74 | 2.78 | 46 | 0.161 | 0.078 | 1
2025-12-18 07:00 | 12 | 7 | 2.59 | 2.68 | 2.75 | 2.81 | 2.85 | 2.91 | 36 | 0.19 | 0.088 | 1
2025-12-18 08:00 | 12 | 8 | 1.98 | 2.05 | 2.11 | 2.15 | 2.18 | 2.23 | 30 | 0.209 | 0.09 | 1
2025-12-18 09:00 | 12 | 9 | 1.95 | 2.01 | 2.06 | 2.1 | 2.13 | 2.17 | 34 | 0.207 | 0.082 | 1
2025-12-18 10:00 | 12 | 10 | 1.97 | 2.03 | 2.08 | 2.11 | 2.14 | 2.18 | 31 | 0.185 | 0.077 | 1
2025-12-18 11:00 | 12 | 11 | 2.46 | 2.52 | 2.56 | 2.59 | 2.62 | 2.65 | 36 | 0.195 | 0.057 | 1
2025-12-18 12:00 | 12 | 12 | 2.7 | 2.75 | 2.79 | 2.82 | 2.84 | 2.87 | 43 | 0.165 | 0.047 | 1
2025-12-18 13:00 | 12 | 13 | 1.95 | 2 | 2.03 | 2.06 | 2.08 | 2.1 | 36 | 0.194 | 0.057 | 1
2025-12-18 14:00 | 12 | 14 | 2.61 | 2.65 | 2.68 | 2.71 | 2.73 | 2.75 | 39 | 0.154 | 0.041 | 1
2025-12-18 15:00 | 12 | 15 | 2.1 | 2.13 | 2.16 | 2.18 | 2.19 | 2.22 | 35 | 0.224 | 0.042 | 1
2025-12-18 16:00 | 12 | 16 | 2.76 | 2.8 | 2.84 | 2.86 | 2.88 | 2.91 | 38 | 0.165 | 0.041 | 1
2025-12-18 17:00 | 12 | 17 | 3.37 | 3.45 | 3.5 | 3.55 | 3.59 | 3.63 | 46 | 0.139 | 0.058 | 1
2025-12-18 18:00 | 12 | 18 | 3.59 | 3.67 | 3.73 | 3.77 | 3.81 | 3.85 | 36 | 0.148 | 0.053 | 1
2025-12-18 19:00 | 12 | 19 | 2.35 | 2.4 | 2.43 | 2.46 | 2.48 | 2.51 | 27 | 0.172 | 0.051 | 1
2025-12-18 20:00 | 12 | 20 | 1.55 | 1.58 | 1.61 | 1.63 | 1.65 | 1.67 | 41 | 0.236 | 0.057 | 1
2025-12-18 21:00 | 12 | 21 | 1.23 | 1.27 | 1.3 | 1.32 | 1.34 | 1.36 | 26 | 0.255 | 0.074 | 1
2025-12-18 22:00 | 12 | 22 | 1.07 | 1.12 | 1.15 | 1.17 | 1.2 | 1.22 | 31 | 0.3 | 0.098 | 1
2025-12-18 23:00 | 12 | 23 | 1 | 1.05 | 1.08 | 1.11 | 1.13 | 1.16 | 27 | 0.286 | 0.112 | 1
2025-12-19 00:00 | 12 | 0 | 1.22 | 1.29 | 1.34 | 1.37 | 1.41 | 1.45 | 14 | 0.252 | 0.126 | 1
2025-12-19 01:00 | 12 | 1 | 1.43 | 1.51 | 1.57 | 1.62 | 1.66 | 1.72 | 12 | 0.217 | 0.14 | 0
2025-12-19 02:00 | 12 | 2 | 1.33 | 1.4 | 1.45 | 1.5 | 1.53 | 1.58 | 13 | 0.266 | 0.132 | 0
2025-12-19 03:00 | 12 | 3 | 1 | 1.06 | 1.1 | 1.13 | 1.16 | 1.2 | 5 | 0.3 | 0.134 | 1
2025-12-19 04:00 | 12 | 4 | 1.13 | 1.19 | 1.23 | 1.27 | 1.3 | 1.34 | 350 | 0.29 | 0.126 | 1
2025-12-19 05:00 | 12 | 5 | 1.14 | 1.2 | 1.25 | 1.29 | 1.32 | 1.36 | 349 | 0.3 | 0.132 | 1
2025-12-19 06:00 | 12 | 6 | 1.46 | 1.54 | 1.6 | 1.65 | 1.69 | 1.74 | 355 | 0.239 | 0.131 | 1
2025-12-19 07:00 | 12 | 7 | 2.61 | 2.75 | 2.86 | 2.94 | 3.01 | 3.1 | 356 | 0.158 | 0.13 | 1
2025-12-19 08:00 | 12 | 8 | 2.69 | 2.83 | 2.93 | 3.01 | 3.08 | 3.16 | 8 | 0.175 | 0.122 | 1
2025-12-19 09:00 | 12 | 9 | 2.16 | 2.26 | 2.34 | 2.4 | 2.46 | 2.52 | 20 | 0.188 | 0.118 | 1
2025-12-19 10:00 | 12 | 10 | 3.96 | 4.13 | 4.26 | 4.36 | 4.45 | 4.56 | 24 | 0.151 | 0.106 | 1
2025-12-19 11:00 | 12 | 11 | 4 | 4.17 | 4.29 | 4.39 | 4.47 | 4.57 | 25 | 0.117 | 0.1 | 1
2025-12-19 12:00 | 12 | 12 | 4.47 | 4.64 | 4.77 | 4.87 | 4.95 | 5.06 | 15 | 0.118 | 0.094 | 1
2025-12-19 13:00 | 12 | 13 | 4.31 | 4.46 | 4.58 | 4.67 | 4.74 | 4.84 | 13 | 0.133 | 0.088 | 1
2025-12-19 14:00 | 12 | 14 | 4.27 | 4.4 | 4.5 | 4.57 | 4.63 | 4.71 | 9 | 0.141 | 0.074 | 1
2025-12-19 15:00 | 12 | 15 | 5.4 | 5.52 | 5.6 | 5.67 | 5.72 | 5.79 | 6 | 0.12 | 0.052 | 1
2025-12-19 16:00 | 12 | 16 | 5.8 | 5.96 | 6.08 | 6.18 | 6.25 | 6.35 | 0 | 0.126 | 0.068 | 1
2025-12-19 17:00 | 12 | 17 | 6.35 | 6.53 | 6.66 | 6.77 | 6.85 | 6.96 | 359 | 0.118 | 0.07 | 1
2025-12-19 18:00 | 12 | 18 | 5.03 | 5.17 | 5.28 | 5.36 | 5.42 | 5.51 | 1 | 0.107 | 0.068 | 1
2025-12-19 19:00 | 12 | 19 | 5.55 | 5.74 | 5.89 | 6 | 6.1 | 6.22 | 15 | 0.13 | 0.086 | 1
2025-12-19 20:00 | 12 | 20 | 5.85 | 6.07 | 6.23 | 6.36 | 6.47 | 6.6 | 15 | 0.134 | 0.091 | 1
2025-12-19 21:00 | 12 | 21 | 4.36 | 4.56 | 4.72 | 4.84 | 4.94 | 5.07 | 21 | 0.132 | 0.114 | 1
2025-12-19 22:00 | 12 | 22 | 3.51 | 3.66 | 3.77 | 3.85 | 3.93 | 4.01 | 30 | 0.125 | 0.101 | 1
2025-12-19 23:00 | 12 | 23 | 3.59 | 3.75 | 3.87 | 3.96 | 4.04 | 4.14 | 29 | 0.151 | 0.107 | 1
2025-12-20 00:00 | 12 | 0 | 3.53 | 3.71 | 3.85 | 3.96 | 4.05 | 4.16 | 34 | 0.14 | 0.124 | 1
2025-12-20 01:00 | 12 | 1 | 2.77 | 2.91 | 3.01 | 3.1 | 3.16 | 3.25 | 42 | 0.14 | 0.121 | 1
2025-12-20 02:00 | 12 | 2 | 3.38 | 3.53 | 3.63 | 3.72 | 3.79 | 3.88 | 45 | 0.146 | 0.104 | 1
2025-12-20 03:00 | 12 | 3 | 3.71 | 3.85 | 3.96 | 4.04 | 4.11 | 4.19 | 45 | 0.126 | 0.092 | 1
2025-12-20 04:00 | 12 | 4 | 2.94 | 3.05 | 3.14 | 3.21 | 3.27 | 3.34 | 50 | 0.167 | 0.098 | 1
2025-12-20 05:00 | 12 | 5 | 3.36 | 3.49 | 3.59 | 3.67 | 3.73 | 3.81 | 56 | 0.129 | 0.097 | 1
2025-12-20 06:00 | 12 | 6 | 3.07 | 3.21 | 3.31 | 3.39 | 3.46 | 3.54 | 65 | 0.141 | 0.107 | 1
2025-12-20 07:00 | 12 | 7 | 3.73 | 3.91 | 4.04 | 4.15 | 4.24 | 4.35 | 57 | 0.159 | 0.117 | 1
2025-12-20 08:00 | 12 | 8 | 3.61 | 3.78 | 3.9 | 4 | 4.08 | 4.19 | 39 | 0.161 | 0.112 | 1
2025-12-20 09:00 | 12 | 9 | 3.24 | 3.37 | 3.47 | 3.54 | 3.61 | 3.68 | 29 | 0.138 | 0.096 | 1
2025-12-20 10:00 | 12 | 10 | 3.18 | 3.29 | 3.38 | 3.45 | 3.51 | 3.58 | 41 | 0.15 | 0.09 | 1
2025-12-20 11:00 | 12 | 11 | 2.36 | 2.46 | 2.53 | 2.59 | 2.63 | 2.69 | 30 | 0.164 | 0.098 | 1
2025-12-20 12:00 | 12 | 12 | 3.09 | 3.22 | 3.31 | 3.39 | 3.45 | 3.52 | 21 | 0.137 | 0.098 | 1
2025-12-20 13:00 | 12 | 13 | 3.69 | 3.82 | 3.92 | 4 | 4.06 | 4.14 | 34 | 0.131 | 0.089 | 1
2025-12-20 14:00 | 12 | 14 | 2.65 | 2.74 | 2.81 | 2.86 | 2.9 | 2.95 | 35 | 0.145 | 0.081 | 1
2025-12-20 15:00 | 12 | 15 | 3.65 | 3.79 | 3.9 | 3.98 | 4.04 | 4.13 | 20 | 0.109 | 0.092 | 1
2025-12-20 16:00 | 12 | 16 | 2.34 | 2.45 | 2.53 | 2.59 | 2.64 | 2.71 | 26 | 0.162 | 0.113 | 1
2025-12-20 17:00 | 12 | 17 | 2.57 | 2.71 | 2.81 | 2.89 | 2.95 | 3.04 | 25 | 0.176 | 0.126 | 1
2025-12-20 18:00 | 12 | 18 | 2.4 | 2.53 | 2.62 | 2.7 | 2.76 | 2.84 | 25 | 0.159 | 0.13 | 1
2025-12-20 19:00 | 12 | 19 | 2.7 | 2.84 | 2.95 | 3.04 | 3.11 | 3.2 | 31 | 0.159 | 0.128 | 1
2025-12-20 20:00 | 12 | 20 | 1.81 | 1.91 | 1.98 | 2.04 | 2.09 | 2.15 | 40 | 0.185 | 0.131 | 1
2025-12-20 21:00 | 12 | 21 | 2.25 | 2.37 | 2.45 | 2.52 | 2.58 | 2.65 | 36 | 0.183 | 0.123 | 1
2025-12-20 22:00 | 12 | 22 | 1.84 | 1.93 | 1.99 | 2.04 | 2.08 | 2.14 | 27 | 0.208 | 0.113 | 1
2025-12-20 23:00 | 12 | 23 | 2.31 | 2.41 | 2.49 | 2.54 | 2.59 | 2.66 | 19 | 0.168 | 0.105 | 1
2025-12-21 00:00 | 12 | 0 | 3.4 | 3.56 | 3.68 | 3.77 | 3.85 | 3.94 | 20 | 0.149 | 0.111 | 1
2025-12-21 01:00 | 12 | 1 | 4.21 | 4.41 | 4.55 | 4.67 | 4.77 | 4.89 | 17 | 0.128 | 0.113 | 1
2025-12-21 02:00 | 12 | 2 | 3.38 | 3.53 | 3.65 | 3.74 | 3.81 | 3.91 | 8 | 0.139 | 0.11 | 1
2025-12-21 03:00 | 12 | 3 | 2.61 | 2.75 | 2.86 | 2.95 | 3.02 | 3.11 | 8 | 0.161 | 0.133 | 1
2025-12-21 04:00 | 12 | 4 | 2.5 | 2.63 | 2.73 | 2.81 | 2.87 | 2.96 | 11 | 0.168 | 0.128 | 1
2025-12-21 05:00 | 12 | 5 | 2.4 | 2.52 | 2.61 | 2.68 | 2.74 | 2.82 | 12 | 0.178 | 0.12 | 1
2025-12-21 06:00 | 12 | 6 | 2.41 | 2.52 | 2.6 | 2.66 | 2.72 | 2.79 | 15 | 0.182 | 0.11 | 1
2025-12-21 07:00 | 12 | 7 | 3.19 | 3.36 | 3.48 | 3.58 | 3.66 | 3.77 | 6 | 0.148 | 0.125 | 1
2025-12-21 08:00 | 12 | 8 | 4.8 | 5.01 | 5.17 | 5.3 | 5.4 | 5.53 | 11 | 0.141 | 0.107 | 1
2025-12-21 09:00 | 12 | 9 | 5.09 | 5.29 | 5.43 | 5.54 | 5.64 | 5.75 | 8 | 0.125 | 0.092 | 1
2025-12-21 10:00 | 12 | 10 | 5.12 | 5.32 | 5.47 | 5.59 | 5.69 | 5.81 | 24 | 0.12 | 0.097 | 1
2025-12-21 11:00 | 12 | 11 | 6.12 | 6.37 | 6.55 | 6.69 | 6.82 | 6.97 | 28 | 0.099 | 0.098 | 1
2025-12-21 12:00 | 12 | 12 | 5.36 | 5.57 | 5.72 | 5.84 | 5.93 | 6.06 | 31 | 0.106 | 0.092 | 1
2025-12-21 13:00 | 12 | 13 | 4.76 | 4.94 | 5.07 | 5.17 | 5.25 | 5.36 | 43 | 0.105 | 0.089 | 1
2025-12-21 14:00 | 12 | 14 | 5.73 | 5.95 | 6.11 | 6.24 | 6.34 | 6.47 | 40 | 0.106 | 0.092 | 1
2025-12-21 15:00 | 12 | 15 | 5.8 | 6.09 | 6.3 | 6.47 | 6.61 | 6.79 | 38 | 0.127 | 0.119 | 1
2025-12-21 16:00 | 12 | 16 | 6.05 | 6.36 | 6.59 | 6.77 | 6.93 | 7.12 | 42 | 0.107 | 0.123 | 1
2025-12-21 17:00 | 12 | 17 | 7.16 | 7.47 | 7.69 | 7.87 | 8.02 | 8.21 | 45 | 0.135 | 0.103 | 1
2025-12-21 18:00 | 12 | 18 | 6.43 | 6.73 | 6.95 | 7.13 | 7.28 | 7.47 | 42 | 0.121 | 0.114 | 1
2025-12-21 19:00 | 12 | 19 | 5.92 | 6.24 | 6.47 | 6.66 | 6.82 | 7.02 | 35 | 0.111 | 0.129 | 1
2025-12-21 20:00 | 12 | 20 | 5.49 | 5.8 | 6.03 | 6.22 | 6.37 | 6.57 | 24 | 0.091 | 0.136 | 0
2025-12-21 21:00 | 12 | 21 | 4.77 | 5.03 | 5.22 | 5.37 | 5.5 | 5.66 | 17 | 0.122 | 0.129 | 1
2025-12-21 22:00 | 12 | 22 | 4.43 | 4.67 | 4.85 | 5 | 5.12 | 5.28 | 23 | 0.152 | 0.133 | 1
2025-12-21 23:00 | 12 | 23 | 4.82 | 5.11 | 5.32 | 5.5 | 5.65 | 5.83 | 25 | 0.129 | 0.145 | 1
2025-12-22 00:00 | 12 | 0 | 5.42 | 5.71 | 5.93 | 6.11 | 6.25 | 6.44 | 45 | 0.122 | 0.131 | 1
2025-12-22 01:00 | 12 | 1 | 5.3 | 5.57 | 5.76 | 5.92 | 6.05 | 6.22 | 55 | 0.128 | 0.121 | 1
2025-12-22 02:00 | 12 | 2 | 4.34 | 4.55 | 4.7 | 4.82 | 4.92 | 5.05 | 64 | 0.138 | 0.114 | 1
2025-12-22 03:00 | 12 | 3 | 3.95 | 4.17 | 4.33 | 4.46 | 4.57 | 4.71 | 73 | 0.129 | 0.132 | 1
2025-12-22 04:00 | 12 | 4 | 2.97 | 3.14 | 3.26 | 3.36 | 3.45 | 3.55 | 57 | 0.16 | 0.134 | 1
2025-12-22 05:00 | 12 | 5 | 3.33 | 3.52 | 3.66 | 3.77 | 3.86 | 3.98 | 57 | 0.141 | 0.135 | 1
2025-12-22 06:00 | 12 | 6 | 3.95 | 4.17 | 4.33 | 4.46 | 4.56 | 4.7 | 56 | 0.119 | 0.131 | 1
2025-12-22 07:00 | 12 | 7 | 4.09 | 4.32 | 4.49 | 4.63 | 4.75 | 4.9 | 48 | 0.125 | 0.137 | 1
2025-12-22 08:00 | 12 | 8 | 4.74 | 4.99 | 5.18 | 5.33 | 5.45 | 5.61 | 54 | 0.11 | 0.128 | 1
2025-12-22 09:00 | 12 | 9 | 5.19 | 5.44 | 5.62 | 5.77 | 5.89 | 6.04 | 56 | 0.123 | 0.115 | 1
2025-12-22 10:00 | 12 | 10 | 4.4 | 4.61 | 4.76 | 4.89 | 4.99 | 5.13 | 49 | 0.154 | 0.116 | 1
2025-12-22 11:00 | 12 | 11 | 4.69 | 4.9 | 5.05 | 5.17 | 5.27 | 5.4 | 53 | 0.132 | 0.106 | 1
2025-12-22 12:00 | 12 | 12 | 4.91 | 5.11 | 5.26 | 5.38 | 5.48 | 5.61 | 48 | 0.08 | 0.101 | 1
2025-12-22 13:00 | 12 | 13 | 5.66 | 5.9 | 6.08 | 6.22 | 6.33 | 6.48 | 52 | 0.113 | 0.102 | 1
2025-12-22 14:00 | 12 | 14 | 5.21 | 5.42 | 5.57 | 5.68 | 5.78 | 5.91 | 46 | 0.114 | 0.094 | 1
2025-12-22 15:00 | 12 | 15 | 4.81 | 4.98 | 5.11 | 5.22 | 5.3 | 5.41 | 46 | 0.142 | 0.089 | 1
2025-12-22 16:00 | 12 | 16 | 5.03 | 5.23 | 5.38 | 5.5 | 5.6 | 5.72 | 50 | 0.148 | 0.098 | 1
2025-12-22 17:00 | 12 | 17 | 4.5 | 4.68 | 4.81 | 4.91 | 4.99 | 5.1 | 46 | 0.146 | 0.094 | 1
2025-12-22 18:00 | 12 | 18 | 3.77 | 3.93 | 4.05 | 4.14 | 4.22 | 4.32 | 54 | 0.147 | 0.103 | 1
2025-12-22 19:00 | 12 | 19 | 3.52 | 3.66 | 3.77 | 3.85 | 3.92 | 4.01 | 47 | 0.16 | 0.1 | 1
2025-12-22 20:00 | 12 | 20 | 3.64 | 3.79 | 3.89 | 3.98 | 4.05 | 4.14 | 37 | 0.116 | 0.098 | 1
2025-12-22 21:00 | 12 | 21 | 3.31 | 3.46 | 3.57 | 3.65 | 3.73 | 3.82 | 33 | 0.18 | 0.109 | 1
2025-12-22 22:00 | 12 | 22 | 3.74 | 3.94 | 4.08 | 4.19 | 4.29 | 4.41 | 38 | 0.132 | 0.124 | 1
2025-12-22 23:00 | 12 | 23 | 2.95 | 3.11 | 3.23 | 3.33 | 3.41 | 3.52 | 30 | 0.149 | 0.134 | 1
2025-12-23 00:00 | 12 | 0 | 3.06 | 3.24 | 3.37 | 3.48 | 3.57 | 3.68 | 32 | 0.152 | 0.141 | 1
2025-12-23 01:00 | 12 | 1 | 3.82 | 4.03 | 4.18 | 4.3 | 4.41 | 4.54 | 32 | 0.136 | 0.13 | 1
2025-12-23 02:00 | 12 | 2 | 3.9 | 4.12 | 4.29 | 4.42 | 4.54 | 4.68 | 41 | 0.125 | 0.138 | 1
2025-12-23 03:00 | 12 | 3 | 4.04 | 4.27 | 4.44 | 4.58 | 4.7 | 4.84 | 40 | 0.122 | 0.137 | 1
2025-12-23 04:00 | 12 | 4 | 4.76 | 5.04 | 5.24 | 5.4 | 5.54 | 5.72 | 58 | 0.136 | 0.138 | 1
2025-12-23 05:00 | 12 | 5 | 3.66 | 3.87 | 4.03 | 4.16 | 4.27 | 4.41 | 57 | 0.124 | 0.14 | 1
2025-12-23 06:00 | 12 | 6 | 3.8 | 4.01 | 4.18 | 4.31 | 4.42 | 4.55 | 51 | 0.114 | 0.138 | 1
2025-12-23 07:00 | 12 | 7 | 4.66 | 4.92 | 5.11 | 5.26 | 5.38 | 5.54 | 36 | 0.132 | 0.131 | 1
2025-12-23 08:00 | 12 | 8 | 4.49 | 4.71 | 4.88 | 5.01 | 5.13 | 5.27 | 30 | 0.116 | 0.121 | 1
2025-12-23 09:00 | 12 | 9 | 6.35 | 6.66 | 6.9 | 7.08 | 7.24 | 7.44 | 31 | 0.128 | 0.12 | 1
2025-12-23 10:00 | 12 | 10 | 5.95 | 6.21 | 6.39 | 6.54 | 6.66 | 6.82 | 37 | 0.122 | 0.103 | 1
2025-12-23 11:00 | 12 | 11 | 5.2 | 5.39 | 5.53 | 5.65 | 5.74 | 5.86 | 39 | 0.136 | 0.091 | 1
2025-12-23 12:00 | 12 | 12 | 7.75 | 7.99 | 8.17 | 8.31 | 8.43 | 8.57 | 44 | 0.098 | 0.076 | 1
2025-12-23 13:00 | 12 | 13 | 7.98 | 8.21 | 8.37 | 8.5 | 8.6 | 8.74 | 55 | 0.115 | 0.068 | 1
2025-12-23 14:00 | 12 | 14 | 8.86 | 9.21 | 9.46 | 9.66 | 9.83 | 10.03 | 58 | 0.095 | 0.094 | 1
2025-12-23 15:00 | 12 | 15 | 9.56 | 10.04 | 10.4 | 10.69 | 10.93 | 11.23 | 48 | 0.105 | 0.122 | 1
2025-12-23 16:00 | 12 | 16 | 8.33 | 8.66 | 8.9 | 9.09 | 9.25 | 9.44 | 39 | 0.104 | 0.095 | 1
2025-12-23 17:00 | 12 | 17 | 9.36 | 9.82 | 10.16 | 10.43 | 10.66 | 10.94 | 18 | 0.121 | 0.118 | 1
2025-12-23 18:00 | 12 | 18 | 10.29 | 10.8 | 11.17 | 11.47 | 11.72 | 12.03 | 15 | 0.115 | 0.118 | 1
2025-12-23 19:00 | 12 | 19 | 10.14 | 10.69 | 11.1 | 11.43 | 11.7 | 12.05 | 10 | 0.112 | 0.13 | 1
2025-12-23 20:00 | 12 | 20 | 7.88 | 8.34 | 8.69 | 8.96 | 9.19 | 9.48 | 1 | 0.121 | 0.14 | 1
2025-12-23 21:00 | 12 | 21 | 6.43 | 6.79 | 7.05 | 7.26 | 7.44 | 7.66 | 2 | 0.107 | 0.133 | 1
2025-12-23 22:00 | 12 | 22 | 5.15 | 5.46 | 5.69 | 5.88 | 6.04 | 6.24 | 359 | 0.136 | 0.145 | 1
2025-12-23 23:00 | 12 | 23 | 4.99 | 5.28 | 5.5 | 5.67 | 5.82 | 6.01 | 9 | 0.112 | 0.14 | 1
2025-12-24 00:00 | 12 | 0 | 4.89 | 5.15 | 5.35 | 5.51 | 5.64 | 5.81 | 0 | 0.128 | 0.131 | 1
2025-12-24 01:00 | 12 | 1 | 4.78 | 5.06 | 5.26 | 5.42 | 5.56 | 5.73 | 4 | 0.161 | 0.137 | 1
2025-12-24 02:00 | 12 | 2 | 4.2 | 4.44 | 4.62 | 4.76 | 4.89 | 5.04 | 359 | 0.164 | 0.137 | 1
2025-12-24 03:00 | 12 | 3 | 4.75 | 5.06 | 5.29 | 5.48 | 5.64 | 5.84 | 11 | 0.13 | 0.155 | 1
2025-12-24 04:00 | 12 | 4 | 4.57 | 4.83 | 5.02 | 5.18 | 5.31 | 5.48 | 12 | 0.162 | 0.137 | 1
2025-12-24 05:00 | 12 | 5 | 4.52 | 4.78 | 4.97 | 5.13 | 5.26 | 5.43 | 22 | 0.13 | 0.139 | 1
2025-12-24 06:00 | 12 | 6 | 3.62 | 3.81 | 3.94 | 4.05 | 4.15 | 4.26 | 18 | 0.142 | 0.123 | 1
2025-12-24 07:00 | 12 | 7 | 3.97 | 4.19 | 4.35 | 4.49 | 4.6 | 4.74 | 17 | 0.109 | 0.134 | 1
2025-12-24 08:00 | 12 | 8 | 3.61 | 3.81 | 3.96 | 4.08 | 4.18 | 4.3 | 27 | 0.138 | 0.132 | 1
2025-12-24 09:00 | 12 | 9 | 2.23 | 2.33 | 2.4 | 2.46 | 2.51 | 2.57 | 29 | 0.201 | 0.107 | 1
2025-12-24 10:00 | 12 | 10 | 1.71 | 1.77 | 1.82 | 1.86 | 1.89 | 1.93 | 31 | 0.23 | 0.093 | 1
2025-12-24 11:00 | 12 | 11 | 2.06 | 2.14 | 2.19 | 2.24 | 2.27 | 2.32 | 41 | 0.164 | 0.089 | 1
2025-12-24 12:00 | 12 | 12 | 1.58 | 1.62 | 1.65 | 1.68 | 1.7 | 1.72 | 40 | 0.234 | 0.063 | 1
2025-12-24 13:00 | 12 | 13 | 2.07 | 2.12 | 2.16 | 2.19 | 2.21 | 2.24 | 38 | 0.189 | 0.061 | 1
2025-12-24 14:00 | 12 | 14 | 2.08 | 2.14 | 2.18 | 2.21 | 2.24 | 2.27 | 32 | 0.201 | 0.068 | 1
2025-12-24 15:00 | 12 | 15 | 1.64 | 1.68 | 1.71 | 1.73 | 1.75 | 1.77 | 52 | 0.202 | 0.062 | 1
2025-12-24 16:00 | 12 | 16 | 1.51 | 1.56 | 1.6 | 1.63 | 1.65 | 1.68 | 38 | 0.23 | 0.08 | 1
2025-12-24 17:00 | 12 | 17 | 1.54 | 1.59 | 1.63 | 1.66 | 1.69 | 1.72 | 31 | 0.23 | 0.08 | 1
2025-12-24 18:00 | 12 | 18 | 1.16 | 1.2 | 1.23 | 1.25 | 1.27 | 1.3 | 37 | 0.25 | 0.085 | 1
2025-12-24 19:00 | 12 | 19 | 2.17 | 2.26 | 2.32 | 2.37 | 2.42 | 2.47 | 37 | 0.196 | 0.098 | 1
2025-12-24 20:00 | 12 | 20 | 1.91 | 1.99 | 2.05 | 2.1 | 2.14 | 2.2 | 28 | 0.194 | 0.106 | 1
2025-12-24 21:00 | 12 | 21 | 1.16 | 1.22 | 1.26 | 1.29 | 1.32 | 1.36 | 37 | 0.28 | 0.119 | 1
2025-12-24 22:00 | 12 | 22 | 2.55 | 2.69 | 2.78 | 2.86 | 2.92 | 3.01 | 33 | 0.14 | 0.123 | 1
2025-12-24 23:00 | 12 | 23 | 2.5 | 2.61 | 2.69 | 2.75 | 2.8 | 2.87 | 20 | 0.171 | 0.104 | 1
2025-12-25 00:00 | 12 | 0 | 2.26 | 2.37 | 2.45 | 2.52 | 2.57 | 2.64 | 23 | 0.173 | 0.115 | 1
2025-12-25 01:00 | 12 | 1 | 2.36 | 2.46 | 2.54 | 2.6 | 2.65 | 2.72 | 29 | 0.154 | 0.107 | 1
2025-12-25 02:00 | 12 | 2 | 2.56 | 2.7 | 2.81 | 2.89 | 2.96 | 3.05 | 31 | 0.143 | 0.131 | 1
2025-12-25 03:00 | 12 | 3 | 2.75 | 2.89 | 2.99 | 3.08 | 3.15 | 3.24 | 28 | 0.13 | 0.125 | 1
2025-12-25 04:00 | 12 | 4 | 3.16 | 3.3 | 3.4 | 3.49 | 3.56 | 3.64 | 32 | 0.14 | 0.107 | 1
2025-12-25 05:00 | 12 | 5 | 3.02 | 3.13 | 3.22 | 3.28 | 3.33 | 3.4 | 40 | 0.143 | 0.089 | 1
2025-12-25 06:00 | 12 | 6 | 2.75 | 2.82 | 2.88 | 2.92 | 2.96 | 3 | 32 | 0.158 | 0.068 | 1
2025-12-25 07:00 | 12 | 7 | 2.83 | 2.92 | 2.98 | 3.04 | 3.08 | 3.14 | 46 | 0.14 | 0.079 | 1
2025-12-25 08:00 | 12 | 8 | 4.9 | 5.07 | 5.19 | 5.29 | 5.36 | 5.46 | 50 | 0.105 | 0.082 | 1
2025-12-25 09:00 | 12 | 9 | 6.04 | 6.21 | 6.33 | 6.43 | 6.51 | 6.62 | 51 | 0.109 | 0.069 | 1
2025-12-25 10:00 | 12 | 10 | 6.79 | 6.94 | 7.05 | 7.14 | 7.21 | 7.29 | 50 | 0.128 | 0.054 | 1
2025-12-25 11:00 | 12 | 11 | 7.54 | 7.67 | 7.77 | 7.85 | 7.91 | 7.99 | 49 | 0.109 | 0.044 | 0
2025-12-25 12:00 | 12 | 12 | 7.5 | 7.63 | 7.72 | 7.79 | 7.84 | 7.91 | 23 | 0.129 | 0.04 | 1
2025-12-25 13:00 | 12 | 13 | 7.05 | 7.21 | 7.32 | 7.41 | 7.49 | 7.58 | 9 | 0.112 | 0.055 | 1
2025-12-25 14:00 | 12 | 14 | 7.11 | 7.28 | 7.4 | 7.5 | 7.58 | 7.68 | 12 | 0.114 | 0.058 | 1
2025-12-25 15:00 | 12 | 15 | 6.09 | 6.24 | 6.34 | 6.43 | 6.5 | 6.59 | 8 | 0.122 | 0.059 | 1
2025-12-25 16:00 | 12 | 16 | 6.64 | 6.84 | 6.98 | 7.1 | 7.19 | 7.31 | 13 | 0.087 | 0.072 | 1
2025-12-25 17:00 | 12 | 17 | 6.46 | 6.7 | 6.88 | 7.02 | 7.14 | 7.29 | 10 | 0.127 | 0.092 | 1
2025-12-25 18:00 | 12 | 18 | 5.35 | 5.6 | 5.78 | 5.93 | 6.05 | 6.2 | 19 | 0.126 | 0.111 | 1
2025-12-25 19:00 | 12 | 19 | 5.75 | 5.99 | 6.16 | 6.31 | 6.42 | 6.57 | 26 | 0.13 | 0.101 | 1
2025-12-25 20:00 | 12 | 20 | 5.88 | 6.1 | 6.26 | 6.38 | 6.49 | 6.62 | 48 | 0.111 | 0.09 | 1
2025-12-25 21:00 | 12 | 21 | 5.76 | 5.99 | 6.16 | 6.29 | 6.41 | 6.55 | 58 | 0.11 | 0.097 | 1
2025-12-25 22:00 | 12 | 22 | 5.15 | 5.37 | 5.52 | 5.65 | 5.75 | 5.88 | 56 | 0.111 | 0.1 | 1
2025-12-25 23:00 | 12 | 23 | 3.78 | 3.98 | 4.13 | 4.25 | 4.35 | 4.48 | 56 | 0.176 | 0.127 | 1
2025-12-26 00:00 | 12 | 0 | 3.4 | 3.58 | 3.72 | 3.83 | 3.93 | 4.04 | 53 | 0.14 | 0.132 | 1
2025-12-26 01:00 | 12 | 1 | 2.79 | 2.96 | 3.09 | 3.19 | 3.28 | 3.39 | 40 | 0.151 | 0.147 | 1
2025-12-26 02:00 | 12 | 2 | 3.1 | 3.27 | 3.39 | 3.49 | 3.57 | 3.68 | 32 | 0.167 | 0.13 | 1
2025-12-26 03:00 | 12 | 3 | 2.34 | 2.47 | 2.56 | 2.63 | 2.7 | 2.78 | 24 | 0.19 | 0.129 | 1
2025-12-26 04:00 | 12 | 4 | 1.84 | 1.94 | 2.01 | 2.07 | 2.12 | 2.18 | 27 | 0.222 | 0.129 | 1
2025-12-26 05:00 | 12 | 5 | 1.88 | 1.98 | 2.06 | 2.12 | 2.18 | 2.24 | 26 | 0.213 | 0.133 | 1
2025-12-26 06:00 | 12 | 6 | 1.62 | 1.7 | 1.75 | 1.8 | 1.84 | 1.88 | 38 | 0.187 | 0.112 | 1
2025-12-26 07:00 | 12 | 7 | 1.03 | 1.07 | 1.09 | 1.12 | 1.13 | 1.16 | 29 | 0.276 | 0.087 | 1
2025-12-26 08:00 | 12 | 8 | 0.82 | 0.85 | 0.87 | 0.89 | 0.9 | 0.92 | 36 | 0.3 | 0.094 | 1
2025-12-26 09:00 | 12 | 9 | 0.76 | 0.78 | 0.8 | 0.82 | 0.83 | 0.85 | 25 | 0.3 | 0.084 | 1
2025-12-26 10:00 | 12 | 10 | 1.01 | 1.05 | 1.07 | 1.09 | 1.11 | 1.13 | 30 | 0.3 | 0.09 | 1
2025-12-26 11:00 | 12 | 11 | 1.94 | 2.01 | 2.07 | 2.11 | 2.14 | 2.18 | 35 | 0.203 | 0.089 | 1
2025-12-26 12:00 | 12 | 12 | 1.89 | 1.95 | 1.99 | 2.03 | 2.06 | 2.09 | 35 | 0.204 | 0.078 | 1
2025-12-26 13:00 | 12 | 13 | 1.82 | 1.87 | 1.9 | 1.93 | 1.96 | 1.98 | 33 | 0.207 | 0.066 | 1
2025-12-26 14:00 | 12 | 14 | 1.96 | 2.01 | 2.05 | 2.07 | 2.1 | 2.12 | 30 | 0.208 | 0.059 | 1
2025-12-26 15:00 | 12 | 15 | 2.03 | 2.07 | 2.11 | 2.13 | 2.15 | 2.18 | 30 | 0.224 | 0.056 | 1
2025-12-26 16:00 | 12 | 16 | 1.6 | 1.63 | 1.66 | 1.68 | 1.7 | 1.72 | 21 | 0.219 | 0.056 | 1
2025-12-26 17:00 | 12 | 17 | 1.93 | 1.98 | 2.02 | 2.04 | 2.07 | 2.09 | 22 | 0.191 | 0.06 | 1
2025-12-26 18:00 | 12 | 18 | 2.05 | 2.09 | 2.12 | 2.14 | 2.16 | 2.18 | 31 | 0.201 | 0.047 | 1
2025-12-26 19:00 | 12 | 19 | 2.58 | 2.64 | 2.68 | 2.72 | 2.75 | 2.78 | 19 | 0.173 | 0.059 | 1
2025-12-26 20:00 | 12 | 20 | 1.87 | 1.91 | 1.94 | 1.97 | 1.99 | 2.02 | 2 | 0.205 | 0.058 | 1
2025-12-26 21:00 | 12 | 21 | 1.49 | 1.52 | 1.54 | 1.56 | 1.57 | 1.59 | 356 | 0.25 | 0.05 | 1
2025-12-26 22:00 | 12 | 22 | 1.45 | 1.48 | 1.5 | 1.51 | 1.53 | 1.54 | 1 | 0.25 | 0.047 | 1
2025-12-26 23:00 | 12 | 23 | 1.32 | 1.35 | 1.37 | 1.39 | 1.41 | 1.42 | 4 | 0.252 | 0.058 | 1
2025-12-27 00:00 | 12 | 0 | 2.18 | 2.25 | 2.3 | 2.33 | 2.37 | 2.4 | 18 | 0.175 | 0.074 | 1
2025-12-27 01:00 | 12 | 1 | 1.35 | 1.39 | 1.42 | 1.44 | 1.47 | 1.49 | 10 | 0.267 | 0.078 | 1
2025-12-27 02:00 | 12 | 2 | 1.09 | 1.13 | 1.17 | 1.19 | 1.21 | 1.24 | 19 | 0.3 | 0.099 | 1
2025-12-27 03:00 | 12 | 3 | 1.29 | 1.34 | 1.38 | 1.41 | 1.44 | 1.48 | 25 | 0.26 | 0.104 | 1
2025-12-27 04:00 | 12 | 4 | 1 | 1.03 | 1.05 | 1.07 | 1.09 | 1.11 | 15 | 0.3 | 0.082 | 1
2025-12-27 05:00 | 12 | 5 | 0.54 | 0.56 | 0.57 | 0.58 | 0.58 | 0.59 | 19 | 0.3 | 0.064 | 1
2025-12-27 06:00 | 12 | 6 | 0.76 | 0.78 | 0.79 | 0.8 | 0.81 | 0.82 | 14 | 0.3 | 0.059 | 1
2025-12-27 07:00 | 12 | 7 | 1.24 | 1.28 | 1.3 | 1.32 | 1.34 | 1.36 | 22 | 0.279 | 0.071 | 1
2025-12-27 08:00 | 12 | 8 | 0.92 | 0.95 | 0.97 | 0.98 | 1 | 1.01 | 23 | 0.3 | 0.067 | 1
2025-12-27 09:00 | 12 | 9 | 0.99 | 1.02 | 1.05 | 1.07 | 1.08 | 1.1 | 17 | 0.3 | 0.08 | 1
2025-12-27 10:00 | 12 | 10 | 0.93 | 0.95 | 0.97 | 0.98 | 1 | 1.01 | 33 | 0.3 | 0.062 | 1
2025-12-27 11:00 | 12 | 11 | 1.05 | 1.09 | 1.11 | 1.13 | 1.14 | 1.16 | 32 | 0.29 | 0.074 | 1
2025-12-27 12:00 | 12 | 12 | 0.48 | 0.49 | 0.5 | 0.51 | 0.51 | 0.52 | 28 | 0.3 | 0.058 | 1
2025-12-27 13:00 | 12 | 13 | 0.41 | 0.42 | 0.43 | 0.43 | 0.44 | 0.44 | 23 | 0.293 | 0.059 | 1
2025-12-27 14:00 | 12 | 14 | 0.7 | 0.72 | 0.74 | 0.75 | 0.75 | 0.77 | 39 | 0.3 | 0.065 | 1
2025-12-27 15:00 | 12 | 15 | 1.08 | 1.12 | 1.14 | 1.16 | 1.18 | 1.2 | 27 | 0.3 | 0.076 | 1
2025-12-27 16:00 | 12 | 16 | 1.74 | 1.8 | 1.84 | 1.88 | 1.91 | 1.95 | 48 | 0.206 | 0.087 | 1
2025-12-27 17:00 | 12 | 17 | 1.36 | 1.4 | 1.44 | 1.46 | 1.49 | 1.52 | 30 | 0.244 | 0.084 | 0
2025-12-27 18:00 | 12 | 18 | 0.97 | 1.01 | 1.03 | 1.05 | 1.07 | 1.09 | 38 | 0.3 | 0.084 | 1
2025-12-27 19:00 | 12 | 19 | 0.89 | 0.93 | 0.95 | 0.97 | 0.98 | 1 | 35 | 0.3 | 0.09 | 1
2025-12-27 20:00 | 12 | 20 | 0.79 | 0.82 | 0.84 | 0.86 | 0.87 | 0.88 | 35 | 0.296 | 0.083 | 0
2025-12-27 21:00 | 12 | 21 | 1 | 1.04 | 1.07 | 1.09 | 1.11 | 1.13 | 23 | 0.3 | 0.095 | 1
2025-12-27 22:00 | 12 | 22 | 1.08 | 1.13 | 1.17 | 1.19 | 1.22 | 1.24 | 8 | 0.283 | 0.105 | 1
2025-12-27 23:00 | 12 | 23 | 1.03 | 1.08 | 1.12 | 1.14 | 1.17 | 1.2 | 14 | 0.274 | 0.114 | 1
2025-12-28 00:00 | 12 | 0 | 1.51 | 1.57 | 1.62 | 1.66 | 1.68 | 1.72 | 25 | 0.222 | 0.098 | 1
2025-12-28 01:00 | 12 | 1 | 0.68 | 0.71 | 0.73 | 0.75 | 0.76 | 0.78 | 34 | 0.3 | 0.1 | 1
2025-12-28 02:00 | 12 | 2 | 0.63 | 0.66 | 0.68 | 0.7 | 0.71 | 0.73 | 17 | 0.3 | 0.106 | 1
2025-12-28 03:00 | 12 | 3 | 0.76 | 0.8 | 0.83 | 0.85 | 0.87 | 0.89 | 23 | 0.3 | 0.119 | 1
2025-12-28 04:00 | 12 | 4 | 0.83 | 0.87 | 0.9 | 0.93 | 0.95 | 0.98 | 23 | 0.3 | 0.124 | 1
2025-12-28 05:00 | 12 | 5 | 1.08 | 1.13 | 1.17 | 1.21 | 1.23 | 1.27 | 18 | 0.271 | 0.123 | 1
2025-12-28 06:00 | 12 | 6 | 2.27 | 2.38 | 2.46 | 2.53 | 2.58 | 2.65 | 8 | 0.178 | 0.117 | 1
2025-12-28 07:00 | 12 | 7 | 1.56 | 1.64 | 1.7 | 1.75 | 1.79 | 1.84 | 21 | 0.205 | 0.123 | 1
2025-12-28 08:00 | 12 | 8 | 1.4 | 1.47 | 1.51 | 1.55 | 1.58 | 1.62 | 22 | 0.233 | 0.109 | 1
2025-12-28 09:00 | 12 | 9 | 1.59 | 1.65 | 1.69 | 1.73 | 1.76 | 1.8 | 22 | 0.218 | 0.093 | 1
2025-12-28 10:00 | 12 | 10 | 1.33 | 1.38 | 1.42 | 1.45 | 1.47 | 1.5 | 18 | 0.247 | 0.092 | 1
2025-12-28 11:00 | 12 | 11 | 2.09 | 2.17 | 2.23 | 2.27 | 2.31 | 2.36 | 7 | 0.195 | 0.089 | 1
2025-12-28 12:00 | 12 | 12 | 2.29 | 2.35 | 2.39 | 2.43 | 2.46 | 2.5 | 3 | 0.173 | 0.067 | 1
2025-12-28 13:00 | 12 | 13 | 2.31 | 2.38 | 2.43 | 2.48 | 2.51 | 2.55 | 17 | 0.175 | 0.077 | 1
2025-12-28 14:00 | 12 | 14 | 2.18 | 2.23 | 2.27 | 2.3 | 2.32 | 2.36 | 10 | 0.2 | 0.06 | 1
2025-12-28 15:00 | 12 | 15 | 2.31 | 2.36 | 2.4 | 2.43 | 2.45 | 2.48 | 16 | 0.188 | 0.056 | 1
2025-12-28 16:00 | 12 | 16 | 3.31 | 3.38 | 3.43 | 3.48 | 3.51 | 3.55 | 16 | 0.157 | 0.054 | 1
2025-12-28 17:00 | 12 | 17 | 2.76 | 2.83 | 2.89 | 2.93 | 2.96 | 3.01 | 24 | 0.152 | 0.064 | 1
2025-12-28 18:00 | 12 | 18 | 1.9 | 1.98 | 2.03 | 2.08 | 2.12 | 2.16 | 14 | 0.209 | 0.099 | 1
2025-12-28 19:00 | 12 | 19 | 1.79 | 1.87 | 1.93 | 1.98 | 2.02 | 2.07 | 13 | 0.205 | 0.112 | 1
2025-12-28 20:00 | 12 | 20 | 1.34 | 1.41 | 1.46 | 1.5 | 1.54 | 1.58 | 17 | 0.249 | 0.123 | 1
2025-12-28 21:00 | 12 | 21 | 1.01 | 1.07 | 1.11 | 1.15 | 1.18 | 1.21 | 13 | 0.271 | 0.135 | 1
2025-12-28 22:00 | 12 | 22 | 1.48 | 1.57 | 1.63 | 1.68 | 1.73 | 1.79 | 14 | 0.206 | 0.143 | 1
2025-12-28 23:00 | 12 | 23 | 2.08 | 2.21 | 2.3 | 2.38 | 2.44 | 2.52 | 6 | 0.184 | 0.145 | 1
2025-12-29 00:00 | 12 | 0 | 2.07 | 2.18 | 2.25 | 2.32 | 2.37 | 2.43 | 0 | 0.178 | 0.121 | 1
2025-12-29 01:00 | 12 | 1 | 2.79 | 2.97 | 3.11 | 3.22 | 3.31 | 3.43 | 356 | 0.139 | 0.155 | 1
2025-12-29 02:00 | 12 | 2 | 2.26 | 2.42 | 2.54 | 2.63 | 2.71 | 2.81 | 354 | 0.185 | 0.163 | 1
2025-12-29 03:00 | 12 | 3 | 1.32 | 1.4 | 1.46 | 1.51 | 1.55 | 1.61 | 355 | 0.247 | 0.149 | 1
2025-12-29 04:00 | 12 | 4 | 1.04 | 1.1 | 1.15 | 1.19 | 1.22 | 1.26 | 5 | 0.298 | 0.151 | 1
2025-12-29 05:00 | 12 | 5 | 1.15 | 1.22 | 1.28 | 1.32 | 1.36 | 1.4 | 3 | 0.275 | 0.15 | 1
2025-12-29 06:00 | 12 | 6 | 1.41 | 1.5 | 1.57 | 1.62 | 1.67 | 1.73 | 9 | 0.236 | 0.152 | 1
2025-12-29 07:00 | 12 | 7 | 1.06 | 1.13 | 1.18 | 1.22 | 1.25 | 1.29 | 18 | 0.299 | 0.15 | 1
2025-12-29 08:00 | 12 | 8 | 1.47 | 1.55 | 1.62 | 1.66 | 1.71 | 1.76 | 31 | 0.236 | 0.134 | 1
2025-12-29 09:00 | 12 | 9 | 1.35 | 1.42 | 1.48 | 1.52 | 1.55 | 1.6 | 32 | 0.237 | 0.125 | 1
2025-12-29 10:00 | 12 | 10 | 1.44 | 1.51 | 1.55 | 1.59 | 1.62 | 1.66 | 33 | 0.26 | 0.104 | 1
2025-12-29 11:00 | 12 | 11 | 1.31 | 1.36 | 1.4 | 1.43 | 1.45 | 1.48 | 34 | 0.259 | 0.091 | 1
2025-12-29 12:00 | 12 | 12 | 1.96 | 2.03 | 2.09 | 2.13 | 2.16 | 2.2 | 41 | 0.169 | 0.088 | 1
2025-12-29 13:00 | 12 | 13 | 2.68 | 2.77 | 2.83 | 2.88 | 2.93 | 2.98 | 38 | 0.182 | 0.08 | 1
2025-12-29 14:00 | 12 | 14 | 2.94 | 3.06 | 3.15 | 3.23 | 3.28 | 3.36 | 49 | 0.129 | 0.1 | 1
2025-12-29 15:00 | 12 | 15 | 3.05 | 3.15 | 3.22 | 3.28 | 3.33 | 3.39 | 61 | 0.155 | 0.08 | 1
2025-12-29 16:00 | 12 | 16 | 3.47 | 3.59 | 3.68 | 3.75 | 3.8 | 3.88 | 46 | 0.146 | 0.085 | 1
2025-12-29 17:00 | 12 | 17 | 5.05 | 5.24 | 5.38 | 5.49 | 5.58 | 5.69 | 32 | 0.124 | 0.09 | 1
2025-12-29 18:00 | 12 | 18 | 4.98 | 5.17 | 5.31 | 5.42 | 5.51 | 5.62 | 36 | 0.122 | 0.092 | 1
2025-12-29 19:00 | 12 | 19 | 5.88 | 6.09 | 6.25 | 6.37 | 6.47 | 6.6 | 34 | 0.121 | 0.087 | 1
2025-12-29 20:00 | 12 | 20 | 5 | 5.24 | 5.42 | 5.56 | 5.68 | 5.82 | 17 | 0.127 | 0.116 | 0
2025-12-29 21:00 | 12 | 21 | 4.27 | 4.44 | 4.56 | 4.66 | 4.74 | 4.85 | 20 | 0.164 | 0.097 | 1
2025-12-29 22:00 | 12 | 22 | 3.27 | 3.42 | 3.52 | 3.61 | 3.68 | 3.76 | 16 | 0.132 | 0.106 | 1
2025-12-29 23:00 | 12 | 23 | 3.06 | 3.2 | 3.3 | 3.37 | 3.44 | 3.52 | 11 | 0.143 | 0.106 | 1
2025-12-30 00:00 | 12 | 0 | 3.03 | 3.17 | 3.28 | 3.37 | 3.44 | 3.54 | 17 | 0.173 | 0.118 | 1
2025-12-30 01:00 | 12 | 1 | 3.19 | 3.36 | 3.49 | 3.59 | 3.68 | 3.79 | 16 | 0.152 | 0.13 | 1
2025-12-30 02:00 | 12 | 2 | 3.78 | 3.96 | 4.1 | 4.21 | 4.3 | 4.41 | 24 | 0.12 | 0.117 | 1
2025-12-30 03:00 | 12 | 3 | 3.92 | 4.11 | 4.24 | 4.35 | 4.44 | 4.55 | 29 | 0.126 | 0.113 | 1
2025-12-30 04:00 | 12 | 4 | 4.61 | 4.83 | 4.98 | 5.11 | 5.21 | 5.34 | 25 | 0.1 | 0.111 | 1
2025-12-30 05:00 | 12 | 5 | 4.2 | 4.36 | 4.48 | 4.57 | 4.65 | 4.74 | 24 | 0.102 | 0.091 | 1
2025-12-30 06:00 | 12 | 6 | 4.12 | 4.27 | 4.38 | 4.47 | 4.55 | 4.64 | 12 | 0.11 | 0.09 | 1
2025-12-30 07:00 | 12 | 7 | 3.74 | 3.87 | 3.96 | 4.03 | 4.09 | 4.16 | 10 | 0.167 | 0.08 | 1
2025-12-30 08:00 | 12 | 8 | 4.04 | 4.17 | 4.26 | 4.33 | 4.39 | 4.47 | 23 | 0.138 | 0.075 | 1
2025-12-30 09:00 | 12 | 9 | 2.16 | 2.24 | 2.3 | 2.35 | 2.38 | 2.43 | 24 | 0.202 | 0.092 | 1
2025-12-30 10:00 | 12 | 10 | 1.42 | 1.47 | 1.51 | 1.55 | 1.57 | 1.61 | 20 | 0.24 | 0.095 | 1
2025-12-30 11:00 | 12 | 11 | 1.24 | 1.28 | 1.31 | 1.33 | 1.35 | 1.38 | 18 | 0.289 | 0.077 | 1
2025-12-30 12:00 | 12 | 12 | 1.17 | 1.21 | 1.24 | 1.26 | 1.28 | 1.31 | 12 | 0.268 | 0.085 | 1
2025-12-30 13:00 | 12 | 13 | 0.99 | 1.02 | 1.05 | 1.07 | 1.08 | 1.1 | 17 | 0.295 | 0.081 | 1
2025-12-30 14:00 | 12 | 14 | 1.16 | 1.2 | 1.24 | 1.26 | 1.28 | 1.31 | 23 | 0.281 | 0.094 | 1
2025-12-30 15:00 | 12 | 15 | 1.77 | 1.84 | 1.89 | 1.93 | 1.96 | 2.01 | 16 | 0.237 | 0.092 | 1
2025-12-30 16:00 | 12 | 16 | 2.05 | 2.13 | 2.19 | 2.24 | 2.28 | 2.33 | 21 | 0.2 | 0.098 | 1
2025-12-30 17:00 | 12 | 17 | 3.3 | 3.41 | 3.49 | 3.56 | 3.61 | 3.68 | 41 | 0.163 | 0.081 | 1
2025-12-30 18:00 | 12 | 18 | 2.02 | 2.09 | 2.14 | 2.18 | 2.22 | 2.26 | 37 | 0.211 | 0.086 | 1
2025-12-30 19:00 | 12 | 19 | 2.09 | 2.17 | 2.23 | 2.27 | 2.31 | 2.35 | 38 | 0.195 | 0.09 | 0
2025-12-30 20:00 | 12 | 20 | 2.07 | 2.18 | 2.26 | 2.32 | 2.38 | 2.45 | 32 | 0.154 | 0.126 | 1
2025-12-30 21:00 | 12 | 21 | 1.53 | 1.62 | 1.68 | 1.73 | 1.77 | 1.83 | 33 | 0.221 | 0.134 | 1
2025-12-30 22:00 | 12 | 22 | 0.74 | 0.78 | 0.81 | 0.83 | 0.85 | 0.88 | 33 | 0.3 | 0.127 | 1
2025-12-30 23:00 | 12 | 23 | 1.29 | 1.36 | 1.41 | 1.45 | 1.48 | 1.52 | 30 | 0.243 | 0.128 | 1
2025-12-31 00:00 | 12 | 0 | 2.23 | 2.36 | 2.45 | 2.53 | 2.59 | 2.68 | 12 | 0.196 | 0.137 | 1
2025-12-31 01:00 | 12 | 1 | 2.3 | 2.43 | 2.52 | 2.59 | 2.66 | 2.74 | 16 | 0.188 | 0.131 | 1
2025-12-31 02:00 | 12 | 2 | 2.52 | 2.66 | 2.76 | 2.84 | 2.91 | 3 | 0 | 0.153 | 0.132 | 1
2025-12-31 03:00 | 12 | 3 | 2.2 | 2.32 | 2.41 | 2.48 | 2.54 | 2.62 | 356 | 0.196 | 0.131 | 0
2025-12-31 04:00 | 12 | 4 | 2.35 | 2.47 | 2.56 | 2.63 | 2.69 | 2.76 | 352 | 0.187 | 0.122 | 1
2025-12-31 05:00 | 12 | 5 | 2.97 | 3.13 | 3.24 | 3.33 | 3.41 | 3.51 | 356 | 0.151 | 0.125 | 1
2025-12-31 06:00 | 12 | 6 | 2.83 | 2.96 | 3.06 | 3.14 | 3.21 | 3.3 | 6 | 0.146 | 0.117 | 1
2025-12-31 07:00 | 12 | 7 | 2.26 | 2.37 | 2.45 | 2.52 | 2.57 | 2.64 | 359 | 0.169 | 0.117 | 1
2025-12-31 08:00 | 12 | 8 | 1.78 | 1.87 | 1.93 | 1.97 | 2.01 | 2.06 | 1 | 0.192 | 0.111 | 1
2025-12-31 09:00 | 12 | 9 | 2.55 | 2.67 | 2.76 | 2.83 | 2.89 | 2.97 | 0 | 0.173 | 0.114 | 1
2025-12-31 10:00 | 12 | 10 | 3.12 | 3.24 | 3.34 | 3.41 | 3.47 | 3.54 | 5 | 0.146 | 0.096 | 1
2025-12-31 11:00 | 12 | 11 | 3.19 | 3.29 | 3.37 | 3.43 | 3.48 | 3.55 | 22 | 0.159 | 0.08 | 1
2025-12-31 12:00 | 12 | 12 | 3.46 | 3.56 | 3.64 | 3.7 | 3.76 | 3.82 | 25 | 0.155 | 0.075 | 1
2025-12-31 13:00 | 12 | 13 | 4.35 | 4.48 | 4.57 | 4.64 | 4.71 | 4.78 | 29 | 0.124 | 0.072 | 1
2025-12-31 14:00 | 12 | 14 | 3.26 | 3.36 | 3.43 | 3.48 | 3.53 | 3.58 | 26 | 0.14 | 0.072 | 1
2025-12-31 15:00 | 12 | 15 | 3.57 | 3.65 | 3.71 | 3.75 | 3.79 | 3.84 | 30 | 0.135 | 0.055 | 1
2025-12-31 16:00 | 12 | 16 | 3.76 | 3.83 | 3.89 | 3.93 | 3.97 | 4.01 | 26 | 0.132 | 0.05 | 1
2025-12-31 17:00 | 12 | 17 | 3.79 | 3.87 | 3.92 | 3.97 | 4.01 | 4.05 | 35 | 0.139 | 0.05 | 1
2025-12-31 18:00 | 12 | 18 | 4.23 | 4.32 | 4.39 | 4.44 | 4.49 | 4.54 | 30 | 0.131 | 0.053 | 1
2025-12-31 19:00 | 12 | 19 | 3.99 | 4.06 | 4.11 | 4.14 | 4.17 | 4.21 | 26 | 0.125 | 0.041 | 1
2025-12-31 20:00 | 12 | 20 | 3.9 | 3.96 | 4.01 | 4.04 | 4.07 | 4.11 | 34 | 0.133 | 0.04 | 1
2025-12-31 21:00 | 12 | 21 | 3.49 | 3.58 | 3.64 | 3.69 | 3.73 | 3.77 | 26 | 0.167 | 0.058 | 1
2025-12-31 22:00 | 12 | 22 | 2.22 | 2.28 | 2.32 | 2.36 | 2.39 | 2.43 | 25 | 0.189 | 0.068 | 1
2025-12-31 23:00 | 12 | 23 | 1.84 | 1.88 | 1.91 | 1.94 | 1.96 | 1.99 | 30 | 0.214 | 0.061 | 1

## Sources
Category | Dataset / document | Provider | URL | What to take from it
Wind | NIOT LiDAR wind (Kadmat) & ocean data | National Institute of Ocean Technology (MoES) | https://www.niot.res.in | Primary source named in the challenge – request the LiDAR export from the challenge owner/NIOT. Replace Lidar_Kadmat_Hourly.
Wind | Global Wind Atlas | DTU / World Bank ESMAP | https://globalwindatlas.info | Click island → mean speed & Weibull at 10–200 m, wind rose; GIS download. Use for islands without LiDAR.
Wind / Solar / Temp | NASA POWER (API & Data Access Viewer) | NASA LaRC | https://power.larc.nasa.gov/data-access-viewer/ | Hourly/daily/monthly WS10M, WS50M, ALLSKY_SFC_SW_DWN (GHI), T2M by lat/lon; free REST API – easiest for Python.
Wind / Solar / SST / Waves | ERA5 hourly single levels | ECMWF / Copernicus CDS | https://cds.climate.copernicus.eu/datasets/reanalysis-era5-single-levels | u100/v100 (100 m wind), ssrd (solar), sst, swh/mwp/mwd (waves). Free account; cdsapi Python package.
Wind / Solar | Renewables.ninja | Imperial College / ETH | https://www.renewables.ninja | Simulated hourly wind-turbine and PV output for any coordinate (MERRA-2/SARAH). Good cross-check of CFs.
Wind | Kavaratti surface met characterisation (INCOIS/NIO paper) | Indian J. Geo-Marine Sciences (2014) | https://nopr.niscpr.res.in/handle/123456789/34461 | Monthly mean wind ~7 m/s (Jul) vs ~2 m/s (Oct) at 10 m; seasonality.
Wind | Windfinder station statistics – Amini, Minicoy | Windfinder | https://www.windfinder.com/windstatistics/minicoy | Monthly wind statistics from local stations (also /amini_divi).
Solar | Global Solar Atlas | Solargis / World Bank ESMAP | https://globalsolaratlas.info | Click each island → GHI, DNI, DIF, GTI, PVOUT (annual + monthly); PDF/CSV report; country GIS download.
Solar | PVGIS (use PVGIS-ERA5 database) | EU JRC | https://re.jrc.ec.europa.eu/pvg_tools/en/ | Monthly & hourly irradiance and PV output; API returns JSON/CSV.
OTEC | World Ocean Atlas 2023 (temperature climatology) | NOAA NCEI | https://www.ncei.noaa.gov/products/world-ocean-atlas | Monthly temperature at standard depths 0–1500 m; extract the grid cell nearest each island for ΔT.
OTEC | Copernicus Marine – Global Ocean Physics Reanalysis (GLORYS12) | Copernicus Marine Service | https://data.marine.copernicus.eu | Daily/monthly 3-D temperature to 5000 m at 1/12°; copernicusmarine Python toolbox.
OTEC | Argo float profiles | Argo / INCOIS (Argo India) | https://argo.ucsd.edu | In-situ temperature profiles to 2000 m around Lakshadweep (Euro-Argo fleet monitoring map is easiest).
OTEC / Wave | INCOIS data portal (buoys, Argo India, ocean state) | INCOIS (MoES) | https://incois.gov.in | Moored buoy SST, wave-rider data, ocean-state forecasts for Lakshadweep.
OTEC | Deep-sea moored buoy for OTEC site characterisation, Kavaratti | NIOT – Indian J. Geo-Marine Sciences | https://or.niscpr.res.in/index.php/IJMS/article/download/21675/4615/91701 | Method/description of NIOT's Kavaratti temperature buoy (1200 m water).
OTEC | NIOT OTEC-desalination EoI (Kavaratti) | NIOT | https://niot.res.in/media/Tender/20240802180035EoIFinal.pdf | Plant concept, open vs closed cycle, scope.
OTEC | OTEC desalination plant, Kavaratti – status | Drishti IAS (Mar 2026) | https://www.drishtiias.com/state-pcs-current-affairs/ocean-thermal-energy-conversion-otec-project-in-lakshadweep/print_manually | ~29 °C surface vs ~5 °C at ~1000 m; ~60–65 kW; 100 m³/day; 3.8 km HDPE pipe.
Wave | Wave climate around Agatti (Frontiers in Built Environment, 2022) | Frontiers | https://doaj.org/article/68ed8a0acce5446e9d944fb847dc9443 | Annual mean 8–12 kW/m on the south side; >28 kW/m in monsoon.
Wave | Wave energy potential along the Indian coast – review | PNNL Tethys | https://tethys-engineering.pnnl.gov/publications/wave-energy-potential-along-indian-coast-comprehensive-review | Lakshadweep yearly mean 10–15 kW/m.
Costs | CTUIL revised benchmark costs (Sep 2026) | Energetica India | https://www.energetica-india.net/news/ctuil-revises-benchmark-costs-land-requirements-for-solar-wind-and-bess-projects | Solar ₹3.5 Cr/MW, wind ₹6.0 Cr/MW, BESS ₹0.80 Cr/MWh.
Costs | KERC wind tariff order FY27–29 | Wind Insider (May 2026) | https://windinsider.com/2026/05/05/kerc-sets-%e2%82%b93-24-unit-ceiling-tariff-for-wind-projects-for-fy27-fy29-in-karnataka/ | Wind capex benchmark ₹7.25 Cr/MW; O&M ₹11.25 lakh/MW/yr.
Costs | Floating solar market trends & costs (India) | REGlobal / Renewable Watch | https://reglobal.org/market-trends-and-outlook-for-indian-floating-solar-sector/ | ₹55–65 m/MW; GIZ estimate ₹57.08 m/MW.
Costs | How cheap is battery storage? | Ember (Oct 2025) | https://ember-energy.org/latest-insights/how-cheap-is-battery-storage/ | All-in BESS ≈ USD 125/kWh.
Costs | OTEC technology brief | IRENA (2014) | https://www.irena.org/-/media/Files/IRENA/Agency/Publication/2014/Ocean_Thermal_Energy_V4_web.pdf | Small OTEC (<10 MW) USD2010 16,400–35,400/kW.
Costs | International LCOE for ocean energy technologies | Ocean Energy Systems (OES) | https://tethys-engineering.pnnl.gov/sites/default/files/publications/oes.pdf | CAPEX/OPEX ranges for wave, tidal, OTEC first projects.
Costs | OTEC economics – 2023 update (Vega) | PNNL Tethys | https://tethys-engineering.pnnl.gov/sites/default/files/publications/Vega-OTEC-Economics-2023-Update.pdf | 1–50 MW OTEC capex & LCOE.
Costs | Annual Technology Baseline | NREL | https://atb.nrel.gov | Cost & performance projections for wind, PV, batteries.
Policy / subsidy | PM Surya Sarovar Yojana (floating PV CFA ₹1 Cr/MW) | JM Financial news (Jul 2026) | https://www.jmfinancialservices.in/market-news-and-insights/1715478 | Scheme outlay ₹5,070 crore; CFA after commissioning.
Policy / subsidy | BESS VGF schemes | T&D India | https://www.tndindia.com/over-51-gwh-of-bess-capacity-in-the-pipeline-parliament-informed/amp/ | Second VGF scheme: ₹18 lakh/MWh.
Diesel baseline | Generation & Distribution of Power in Lakshadweep (PAC report) | Lok Sabha | https://eparlib.nic.in/bitstream/123456789/845632/1/17_Public_Accounts_46.pdf | ~95% DG; SFC norms 0.28–0.30 L/kWh vs actual 0.31–0.38.
Diesel baseline | Lakshadweep Electricity Department | UT Administration | https://lakshadweep.gov.in/electricity | Island-wise power houses, DG + SPV capacity history.
Emissions | CO2 Baseline Database for the Indian Power Sector | Central Electricity Authority | https://cea.nic.in/wp-content/uploads/2021/03/User_Guide_Version_20.0.pdf | Grid emission factors (mainland reference).
Carbon market | CERC Carbon Credit Certificate regulations 2026 | SolarQuarter | https://solarquarter.com/2026/03/03/cerc-notifies-2026-regulations-to-formalize-indias-carbon-credit-trading-market/ | CCC = 1 tCO2e; floor & forbearance prices.
Island data | Islet names, coordinates, land & lagoon areas (Kalpeni, Bangaram, Suheli Par, Perumal Par, Cherbaniani, Byramgore pages) | Wikipedia | https://en.wikipedia.org/wiki/Kalpeni | Used to build the 36-islet list; also see /wiki/Bangaram_Atoll, /wiki/Suheli_Par, /wiki/Perumal_Par, /wiki/Cherbaniani_Reef, /wiki/Byramgore_Reef.
Island data | Census 2011 / Lakshadweep district data | Government of India | https://data.gov.in | Population and household data per island for demand estimation.
BESS | BESS CAPEX Calculator | sunlithenergy | https://sunlithenergy.com/bess-capex-calculation/ | Commercial solution insight for BESS
BESS | BESS OPEX Calculator | sunlithenergy | https://sunlithenergy.com/bess-opex-and-operating-cost-model/ | Commercial solution insight for BESS
Diesel baseline | DG CAPEX | Techno economic environmental assessment of hybrid renewable energy system in India | https://pdfs.semanticscholar.org/27e8/f432c8ecb8b63632f49382d7e4209326099c.pdf | CAPEX and OPEX reference for DG units